## Revision History
TS | Name | Changes
2025-06-24 | Rex Tsai | Ingrasys initial release PVT2 L10/L11 Build Matrix
2025-07-09 | Pedro Acosta | PVT2 L10 Build Matrix ROW#11-12 - Removed Facebook Circularity PN and re-added Nvidia MPN ROW#49-78 Column A - Changed L and R to Red and Blue ROW#111/112 - Removed Facebook Circularity PN and re-added Nvidia MPN. ROW#116/117 - Removed Facebook Circularity PN and re-added Nvidia MPN. ROW#121/122 -Removed Facebook Circularity PN and re-added Nvidia MPN. ROW#138 - Updated 09 data drive FBPN to match the PVT1 configuration. Config B should be Micron and Config C should WD. Can we please make sure this aligned on your end to avoid confusion has experienced on PVT1? ROW#146, 149, 152, 175, 178, 181, 187, 190, 193 - Added TBD for PCBA FBPNs that need new FBPNs for Updated the format to match PVT_Clemente (Ingrasys) Build_Matrix_PVT1_20250618_Pedro since there was an AVL Update for L10 (ECO-CS-AI-HW-101676) ROW#186-188 Column A - Changed 19-BSM to 09-BSM ROW#206, 226, 236, 241, 271, 276, 281, 286 - Added PVT FBPN, but left it in yellow. Amphenol MPN is already located in these FBPNs. PVT2 - L11 Build Matrix - NSF ROW#6 - Added 15- TLA FBPNs ROW#21-22 - Added Lines for 466- BBE Kit. This will include the 23- Fiber Cable and 24- Optics Transceiver that was originally located in the 54-. ROW#25-26 - Added NVIDIA MPN 920-9K33R-00MV-GS0 for Switch ROW#30 - Added 55- FBPN for AEI ROW#44-45 - Added NVIDIA MPN 965-24972-0020-000 for Cable cartridge ROW#122-126 - Greyed out VCM 28U. Per PQE, we will only need 44U ROW#129 - Added 54- FBPN ROW#263-267 - Reactivated Leakage sensor RJ45 cable. Confirmed on 07/02 by PQE that it is needed. ROW#272 - Updated qty on 07-100968 to reflect leakage sensor being added back ROW#278-287 - Greyed out 23- Fiber Cable and 24- Optics Transceiver as it is added via 466- Kit. Updated overall format to have a white background and black font if change already exists in Fusion PVT2 - L11 Build Matrix - DSF ROW#6 - Added 15- TLA FBPNs. ODM PN given is used in 06- Rack FBPNs. ROW#25-26 - Added NVIDIA MPN 920-9K33R-00MV-GS0 for Switch ROW#26-27 - Added lines for 466-BBE Kit. ROW#35 - Added 55- FBPNs for AEI and Delta ROW#134 - Added Network FBPN 54-100129 ROW#158-162 - Greyed out 24- Optics Transceiver ROW#173-182 - Reactivated DAC Cables as it was confirmed to be used in DSF ROW#188-292 - Reactivated Leakage sensor RJ45 cable. ROW#304-323 - Added 07- Fiber Patch Kit Assembly, Mechanical and Cable FBPNs Additional Questions: L10 ROW#120 - 19-100778 listed is the DVT version, is there a reason we need to use this FBPN instead of 19-100604 (PVT1)?
Continued | Pedro Acosta | PVT2 L10 Build Matrix ROW#4 - Configuration Row added which Data Drive is linked to L10 to avoid further confustion as it happen in PVT1 ROW#7 - Added L10 01- Servers ROW#146 - Added new PDB FBPN. ROW#148-150 - Added rows for PDB Heatsink. ROW#156 - Added new OSFP FBPN ROW#158 - Added Ultrapass cable FBPN ROW#162-176 - Removed rows and added information onto 157-161 ROW#203-212, 213-227 - Added new rows for Fan Assembly BOM ROW#203-207 - Moved over 05-FAN 4056 information that was previously in rows 198-202. ROW#218-222 - Copied over 05-Fan 4056 information
2025-07-15 | Pedro Acosta | PVT2 - L11 Build Matrix - NSF ROW#107-111 - Added new rows for 03- Power Module Interface FBPNs. Need ODM PN and confirm MPN ROW #132-136: Added new rows for 27- DRIP PAN FBPN. Need MPN and ODM PN ROW #137-141 - Added these rows for 27- Busbar Clip and added FBPN. Need ODM PN and MPN PVT2 - L11 Build Matrix - DSF ROW#107-111 - Added new rows for 03- Power Module Interface FBPNs. Need ODM PN and confirm MPN ROW #137-141: Added new rows for 27- DRIP PAN FBPN. Need MPN and ODM PN ROW #142-146 - Added these rows for 27- Busbar Clip and added FBPN. Need ODM PN and MPN
2025-07-23 | Pedro Acosta | PVT2 L10 Build Matrix ROW#148-152 - Added new ODM PN and MPN to PDB Heat sink per email from Rex PVT2 - L11 Build Matrix - NSF ROW #122-126 - Removed 27- VCM 44U as we will use 28U ROW #128 - Added new FBPN for 27- VCM 28U ROW #142-143 - Added new ROWs for 05- Thermal - Coolant (Moved from TLA to Power ASSY) per confirmation from PQE ROW #144-145 - Added new ROWs for 26 - Rack Packing_with Wooden Crate (Moved from TLA to Power ASSY) per confirmation from PQE ROW #236 - Changed QTY from 10 to 8 for 07- RJ45 Cable, shield, Yellow - 2000mm per confirmation from PQE ROW #237-241 - Added these Rows for new 07- RJ45 CABLE, 2500MM, CAT6, RJ45, 28AWG, SHIELDED PVT2 - L11 Build Matrix - DSF ROW #122-131 - Removed 27- VCM 44Uand 44UB as we will use 28U ROW #133 - Added new FBPN for 27- VCM 28U ROW #147-148 - Added new ROWs for 05- Thermal - Coolant (Moved from TLA to Power ASSY) per confirmation from PQE ROW #149-150 - Added new ROWs for 26 - Rack Packing_with Wooden Crate (Moved from TLA to Power ASSY) per confirmation from PQE ROW #173 - Added new FBPN 24-100052 to Transceivers (Optics) ROW # 177-186 - These FBPNs are not required for DSF per confirmation from PLM POC ROW #246 - Changed QTY from 10 to 8 for 07- RJ45 Cable, shield, Yellow - 2000mm per confirmation from PQE ROW #247-251 - Added these Rows for new 07- RJ45 CABLE, 2500MM, CAT6, RJ45, 28AWG, SHIELDED ROW # 324,334,339 - Changed FBPNs category from 07- to 23- ROW #338-347- Removed Fiber Cable 2.3 and 3.2 m as we will use 3.6m Cable ROW #348-352 - Added these Rows and added 23-106010 FBPN for 23- Fiber Cable 3.6 m
2025-08-08 | Leo Wang | PVT2 - L10 Build Matrix ROW #9 update ODM PN ROW #11 update Supplier ROW #109 update ODM PN ROW #110 update Supplier ROW #114 update ODM PN ROW #116 update Supplier ROW #119 update ODM PN ROW #121 update Supplier ROW #179-181 Add With BSM ASSY ROW #203-232 update ODM PN & Supplier & MPN PVT2 - L11 Build Matrix-NSF ROW #23 update ODM PN ROW #25 update Supplier ROW #42 update ODM PN ROW #44 update Supplier ROW #237-241 update ODM PN & Supplier & MPN PVT2 - L11 Build Matrix-DSF ROW #23 update ODM PN ROW #25 update Supplier ROW #42 update ODM PN ROW #44 update Supplier ROW #247-250 update ODM PN & Supplier & MPN ROW# 348 update ODM PN
2025/8/11 | Leo Wang | PVT2 - L10 Build Matrix ROW #11 update Supplier ROW #49-77 Add Boyd Cold plate & Inner Manifold ROW #110 update Supplier ROW #116 update Supplier ROW #117 update MPN ROW #121 update Supplier ROW #122 update MPN ROW #199 update Quantity ROW #208-211 Add delta Fan ROW #223-226 Add delta Fan PVT2 - L11 Build Matrix-NSF ROW #7 Change AAPN ROW #25 update Supplier ROW #44 update Supplier ROW #137-140 update Busbar Clip information ROW #144-147 update Rack Packing information PVT2 - L11 Build Matrix-DSF ROW #7 Change AAPN ROW #25 update Supplier ROW #44 update Supplier ROW #142-145 update Busbar Clip information ROW #149-152 update Rack Packing information
2025/8/12 | Pedro Acosta | PVT2 L10 Build Matrix ROW#203-232 Updated mapping for ODM PN & Supplier MPN to FBPN PVT2 - L11 Build Matrix - NSF PVT2 - L11 Build Matrix - DSF
2025/8/21 | Leo Wang | PVT2 L10 Build Matrix ROW #233-237 Amphenol and FIT, for Config A, B, and C during production PVT2 - L11 Build Matrix-DSF ROW #331-334 Update Fiber Patch Kit ODM PN and MPN

## PVT2 - L10 Build Matrix
For Meta
For Ingrasys
Ingrasys | Configuration | Config A | Config B | Config C | Meta Comments | Ingrasys Note
| Description | 2TB Data/Boot Drive : Samsung Cold plate w/ manifold : Cooler Master , Boyd Fan : FXN , Delta Busbar Cable : Amphenol , FIT Data Drive: Samsung | 2TB Data/Boot Drive : Mricon Cold plate w/ manifold : AVC , Boyd Fan : Sunon , Delta Busbar Cable : Amphenol , FIT Data Drive: Micron | 2TB Data/Boot Drive : Kioxia Cold plate w/ manifold : Auras , Boyd Fan : AVC , Delta Busbar Cable : Amphenol , FIT Data Drive: WD
| Rack Qty | 12 | 0 | 10
01- CI Compute Tray Assy | ODM PN | 1A72H7L00-600-G (Samsung) | 1A72H7C00-600-G (Micron) | 1A72H7M00-600-G (WD) |  | 4x 8TB E1.S 25mm data drives are not configured, is this normal?
| FB PN | 01-101380 | 01-101381 | 01-101382
| Quantity | 1 | 1 | 1
19- GB300 Module (Bianca Compute Board for GB300, PVT) HPM + GPU | ODM PN | TEMP-S000235846 TEMP-S000243485 MCTEMP-S000243485 | TEMP-S000235846 TEMP-S000243485 MCTEMP-S000243485 | TEMP-S000235846 TEMP-S000243485 MCTEMP-S000243485
| FB PN | 19-100774 | 19-100774 | 19-100774
| Vendor | NVIDIA | NVIDIA | NVIDIA
| MPN | 900-2G548-0081-000 | 900-2G548-0081-000 | 900-2G548-0081-000
| Quantity | 2 | 2 | 2
19- GPU Assy | ODM PN | NA | NA | NA
| FB PN | 19-100806 | 19-100806 | 19-100806
| Vendor | NA | NA | NA
| MPN | NA | NA | NA
| Quantity | 2 | 2 | 2
11- CPU | ODM PN | NA | NA | NA
| FB PN | 11-100111 | 11-100111 | 11-100111
| Vendor | NVIDIA | NVIDIA | NVIDIA
| MPN | PHantom PN (FBPN=MPN) | PHantom PN (FBPN=MPN) | PHantom PN (FBPN=MPN)
| Quantity | 1 | 1 | 1
10-Memory | ODM PN | NA | NA | NA
| FB PN | 10-100178 | 10-100178 | 10-100178
| Vendor | NA | NA | NA
| MPN | NA | NA | NA
| Quantity | 1 | 1 | 1
01 - Bianca_QD Matrix1, PVT | ODM PN | CM: TEMP-S000236364 | AVC: TEMP-S000236368 | Auras: TEMP-S000236375 |  | Remove Assy items
| FB PN | TBD | TBD | TBD
| Vendor | Cooler Master | AVC | Auras
| MPN | CM: TEMP-S000236364 | AVC: TEMP-S000236368 | Auras: TEMP-S000236375
| Quantity | 1 | 1 | 1
01 - Bianca_QD Matrix2, PVT | ODM PN | CM: TEMP-S000236365 | AVC: TEMP-S000236369 | Auras: TEMP-S000236377
| FB PN | TBD | TBD | TBD
| Vendor | Cooler Master | AVC | Auras
| MPN | CM: TEMP-S000236365 | AVC: TEMP-S000236369 | Auras: TEMP-S000236377
| Quantity | 1 | 1 | 1
01 - Bianca_QD Matrix3, PVT | ODM PN | CM: TEMP-S000236366 | AVC: TEMP-S000236370 | Auras: TEMP-S000236378
| FB PN | TBD | TBD | TBD
| Vendor | Cooler Master | AVC | Auras
| MPN | CM: TEMP-S000236366 | AVC: TEMP-S000236370 | Auras: TEMP-S000236378
| Quantity | 1 | 1 | 1
01 - Bianca_QD Matrix4, PVT | ODM PN | CM: TEMP-S000236367 | AVC: TEMP-S000236371 | Auras: TEMP-S000236379
| FB PN | TBD | TBD | TBD
| Vendor | Cooler Master | AVC | Auras
| MPN | CM: TEMP-S000236367 | AVC: TEMP-S000236371 | Auras: TEMP-S000236379
| Quantity | 1 | 1 | 1
05- Bianca_Cold plate_Red | ODM PN | CM: TEMP-S000236335(Parker) CM: TEMP-S000236333(Danfoss) Boyd: TEMP-S000236279(Parker) Boyd: TEMP-S000236276(Danfoss) | AVC: TEMP-S000236635(Parker) AVC: TEMP-S000236633(Danfoss) Boyd: TEMP-S000236279(Parker) Boyd: TEMP-S000236276(Danfoss) | Auras: TEMP-S000236649(Parker) Auras: TEMP-S000236647(Danfoss) Boyd: TEMP-S000236279(Parker) Boyd: TEMP-S000236276(Danfoss)
| FB PN | 05-100339 | 05-100339 | 05-100339
| Vendor | Cooler Master , Boyd | AVC , Boyd | Auras , Boyd
| MPN | CM: LC-05447-01-GP3S2(Parker) CM: LC-05445-01-GP3S2(Danfoss) Boyd: 123491(Parker) Boyd: 123489(Danfoss) | AVC: SFA6380002(Parker) AVC: SFA6360002(Danfoss) Boyd: 123491(Parker) Boyd: 123489(Danfoss) | Auras: 0S51B00241(Parker) Auras: 0S51B00239(Danfoss) Boyd: 123491(Parker) Boyd: 123489(Danfoss)
| Quantity | 1 | 1 | 1
05- Bianca_Cold plate_Blue | ODM PN | CM: TEMP-S000236336(Parker) CM: TEMP-S000236334(Danfoss) Boyd: TEMP-S000236280(Parker) Boyd: TEMP-S000236277(Danfoss) | AVC: TEMP-S000236636(Parker) AVC: TEMP-S000236634(Danfoss) Boyd: TEMP-S000236280(Parker) Boyd: TEMP-S000236277(Danfoss) | Auras: TEMP-S000236650(Parker) Auras: TEMP-S000236648(Danfoss) Boyd: TEMP-S000236280(Parker) Boyd: TEMP-S000236277(Danfoss)
| FB PN | 05-100340 | 05-100340 | 05-100340
| Vendor | Cooler Master , Boyd | AVC , Boyd | Auras , Boyd
| MPN | CM: LC-05448-01-GP3S2(Parker) CM: LC-05446-01-GP3S2(Danfoss) Boyd: 123492(Parker) Boyd: 123490(Danfoss) | AVC: SFA6390002(Parker) AVC: SFA6370002(Danfoss) Boyd: 123492(Parker) Boyd: 123490(Danfoss) | Auras: 0S51B00242(Parker) Auras: 0S51B00240(Danfoss) Boyd: 123492(Parker) Boyd: 123490(Danfoss)
| Quantity | 1 | 1 | 1
05- Bianca_Cold plate_L | ODM PN
| FB PN | TBD | TBD | TBD
| Vendor | Cooler Master | AVC | Auras
MPN
| Quantity | 1 | 1 | 1
05- Bianca_Cold plate_R | ODM PN
| FB PN | TBD | TBD | TBD
| Vendor | Cooler Master | AVC | Auras
MPN
| Quantity | 1 | 1 | 1
05- Bianca_Inner Manifold_Red | ODM PN | CM: TEMP-S000236358(Parker+Parker) CM: TEMP-S000236356(Danfoss+Danfoss) CM: TEMP-S000236348(CPC+Parker) CM: TEMP-S000236340(CPC+Danfoss) Boyd: TEMP-S000236284(Parker+Parker) Boyd: TEMP-S000236283(Danfoss+Danfoss) Boyd: TEMP-S000236282(CPC+Parker) Boyd: TEMP-S000236281(CPC+Danfoss) | AVC: TEMP-S000236644(Parker+Parker) AVC: TEMP-S000236641(Danfoss+Danfoss) AVC: TEMP-S000236639(CPC+Parker) AVC: TEMP-S000236637(CPC+Danfoss) Boyd: TEMP-S000236284(Parker+Parker) Boyd: TEMP-S000236283(Danfoss+Danfoss) Boyd: TEMP-S000236282(CPC+Parker) Boyd: TEMP-S000236281(CPC+Danfoss) | Auras: TEMP-S000236657(Parker+Parker) Auras: TEMP-S000236655(Danfoss+Danfoss) Auras: TEMP-S000236653(CPC+Parker) Auras: TEMP-S000236651(CPC+Danfoss) Boyd: TEMP-S000236284(Parker+Parker) Boyd: TEMP-S000236283(Danfoss+Danfoss) Boyd: TEMP-S000236282(CPC+Parker) Boyd: TEMP-S000236281(CPC+Danfoss)
| FB PN | 05-100342 | 05-100342 | 05-100342
| Vendor | Cooler Master , Boyd | AVC , Boyd | Auras , Boyd
| MPN | CM: LC-05452-01-GP3S2(Parker+Parker) CM: LC-05450-01-GP3S2(Danfoss+Danfoss) CM: LC-05456-01-GP3S2(CPC+Parker) CM: LC-05454-01-GP3S2(CPC+Danfoss) Boyd: 123495(Parker+Parker) Boyd: 123493(Danfoss+Danfoss) Boyd: 123499(CPC+Parker) Boyd: 123497(CPC+Danfoss) | AVC: SFA6460002(Parker+Parker) AVC: SFA6480002(Danfoss+Danfoss) AVC: SFA6510002(CPC+Parker) AVC: SFA6430002(CPC+Danfoss) Boyd: 123495(Parker+Parker) Boyd: 123493(Danfoss+Danfoss) Boyd: 123499(CPC+Parker) Boyd: 123497(CPC+Danfoss) | Auras: 0S53B00143(Parker+Parker) Auras: 0S53B00141(Danfoss+Danfoss) Auras: 0S53B00139(CPC+Parker) Auras: 0S53B00137(CPC+Danfoss) Boyd: 123495(Parker+Parker) Boyd: 123493(Danfoss+Danfoss) Boyd: 123499(CPC+Parker) Boyd: 123497(CPC+Danfoss)
| Quantity | 1 | 1 | 1
05- Bianca_Inner Manifold_Blue | ODM PN | CM: TEMP-S000236360(Parker+Parker) CM: TEMP-S000236357(Danfoss+Danfoss) CM: TEMP-S000236352(CPC+Parker) CM: TEMP-S000236346(CPC+Danfoss) Boyd: TEMP-S000236292(Parker+Parker) Boyd: TEMP-S000236291(Danfoss+Danfoss) Boyd: TEMP-S000236289(CPC+Parker) Boyd: TEMP-S000236287(CPC+Danfoss) | AVC: TEMP-S000236645(Parker+Parker) AVC: TEMP-S000236643(Danfoss+Danfoss) AVC: TEMP-S000236640(CPC+Parker) AVC: TEMP-S000236638(CPC+Danfoss) Boyd: TEMP-S000236292(Parker+Parker) Boyd: TEMP-S000236291(Danfoss+Danfoss) Boyd: TEMP-S000236289(CPC+Parker) Boyd: TEMP-S000236287(CPC+Danfoss) | Auras: TEMP-S000236658(Parker+Parker) Auras: TEMP-S000236656(Danfoss+Danfoss) Auras: TEMP-S000236654(CPC+Parker) Auras: TEMP-S000236652(CPC+Danfoss) Boyd: TEMP-S000236292(Parker+Parker) Boyd: TEMP-S000236291(Danfoss+Danfoss) Boyd: TEMP-S000236289(CPC+Parker) Boyd: TEMP-S000236287(CPC+Danfoss)
| FB PN | 05-100341 | 05-100341 | 05-100341
| Vendor | Cooler Master , Boyd | AVC , Boyd | Auras , Boyd
| MPN | CM: LC-05453-01-GP3S2(Parker+Parker) CM: LC-05451-01-GP3S2(Danfoss+Danfoss) CM: LC-05457-01-GP3S2(CPC+Parker) CM: LC-05455-01-GP3S2(CPC+Danfoss) Boyd: 123496(Parker+Parker) Boyd: 123494(Danfoss+Danfoss) Boyd: 123500(CPC+Parker) Boyd: 123498(CPC+Danfoss) | AVC: SFA6450002(Parker+Parker) AVC: SFA6470002(Danfoss+Danfoss) AVC: SFA6490002(CPC+Parker) AVC: SFA6440002(CPC+Danfoss) Boyd: 123496(Parker+Parker) Boyd: 123494(Danfoss+Danfoss) Boyd: 123500(CPC+Parker) Boyd: 123498(CPC+Danfoss) | Auras: 0S53B00144(Parker+Parker) Auras: 0S53B00142(Danfoss+Danfoss) Auras: 0S53B00140(CPC+Parker) Auras: 0S53B00138(CPC+Danfoss) Boyd: 123496(Parker+Parker) Boyd: 123494(Danfoss+Danfoss) Boyd: 123500(CPC+Parker) Boyd: 123498(CPC+Danfoss)
| Quantity | 1 | 1 | 1
05- Bianca_Inner Manifold_L | ODM PN
| FB PN | TBD | TBD | TBD
| Vendor | Cooler Master | AVC | Auras
MPN
| Quantity | 1 | 1 | 1
05- Bianca_Inner Manifold_R | ODM PN
| FB PN | TBD | TBD | TBD
| Vendor | Cooler Master | AVC | Auras
MPN
| Quantity | 1 | 1 | 1
05- Bianca_Inner Manifold_L | ODM PN
| FB PN | TBD | TBD | TBD
| Vendor | Cooler Master | AVC | Auras
MPN
| Quantity | 1 | 1 | 1
05- Bianca_Inner Manifold_R | ODM PN
| FB PN | TBD | TBD | TBD
| Vendor | Cooler Master | AVC | Auras
MPN
| Quantity | 1 | 1 | 1
05- Bianca_Inner Manifold_L | ODM PN
| FB PN | TBD | TBD | TBD
| Vendor | Cooler Master | AVC | Auras
MPN
| Quantity | 1 | 1 | 1
05- Bianca_Inner Manifold_R | ODM PN
| FB PN | TBD | TBD | TBD
| Vendor | Cooler Master | AVC | Auras
MPN
| Quantity | 1 | 1 | 1
19- NIC Card CX8 Dual Port 800G | ODM PN | TEMP-S000239722 TEMP-S000243487 MCTEMP-S000243487 | TEMP-S000239722 TEMP-S000243487 MCTEMP-S000243487 | TEMP-S000239722 TEMP-S000243487 MCTEMP-S000243487
| FB PN | 19-100803 | 19-100803 | 19-100803
| Vendor | NVIDIA | NVIDIA | NVIDIA
| MPN | 900-9X86E-A5CX-ST0 | 900-9X86E-A5CX-ST0 | 900-9X86E-A5CX-ST0
| Quantity | 2 | 2 | 2
19- CX7 Frontend NIC, IO board | ODM PN | TEMP-S000239738 TEMP-S000243482 MCTEMP-S000243482 | TEMP-S000239738 TEMP-S000243482 MCTEMP-S000243482 | TEMP-S000239738 TEMP-S000243482 MCTEMP-S000243482
| FB PN | 19-100693 | 19-100693 | 19-100693
| Vendor | NVIDIA | NVIDIA | NVIDIA
| MPN | 900-9X7AX-A54N-MC0 | 900-9X7AX-A54N-MC0 | 900-9X7AX-A54N-MC0
| Quantity | 2 | 2 | 2
19- HMC module for GB300 | ODM PN | TEMP-S000239417 TEMP-S000243486 MCTEMP-S000243486 | TEMP-S000239417 TEMP-S000243486 MCTEMP-S000243486 | TEMP-S000239417 TEMP-S000243486 MCTEMP-S000243486 |  | Is there any change in HMC Module?
| FB PN | 19-100604 | 19-100604 | 19-100604
| Vendor | NVIDIA | NVIDIA | NVIDIA
| MPN | 900-24764-0000-000 | 900-24764-0000-000 | 900-24764-0000-000 |  | Is there any change in HMC Module?
| Quantity | 1 | 1 | 1
27- HMC Bracket | ODM PN | 1A72FVN00-600-G | 1A72FVN00-600-G | 1A72FVN00-600-G
| FB PN | 27-100434 | 27-100434 | 27-100434
| Quantity | 1 | 1 | 1
09- 2TB E1.S boot drive | ODM PN | Samsung: TEMP-S000225741 | Micron: TEMP-S000225742 | Kioxia: TEMP-S000225743
| ODM Assy PN | 1A72D4300-600-G | 1A72D4300-600-G | 1A72D4300-600-G
| FB PN | 09-100274 | 09-100274 | 09-100274
| Vendor | Samsung | Micron | Kioxia
| MPN | Samsung: MZTL61T9HFJA-00AFB | Micron: MTFDKBT1T9TFR-1BC4DABVA | Kioxia: KXDZDRJJ1T92
| Quantity | 1 | 1 | 1
27- SSD holder | ODM PN | 1A72G6H00-600-G | 1A72G6H00-600-G | 1A72G6H00-600-G
| FB PN | 27-100408 | 27-100408 | 27-100408
| Quantity | 1 | 1 | 1
09- 8TB E1.S SSD (Data Drive) | ODM PN | Samsung: TEMP-S000225744 Micron: TEMP-S000225746 WD: TEMP-S000225745 | Samsung: TEMP-S000225744 Micron: TEMP-S000225746 WD: TEMP-S000225745 | Samsung: TEMP-S000225744 Micron: TEMP-S000225746 WD: TEMP-S000225745
| ODM Assy PN | 1A72D4300-600-G 1A72D4600-600-G1 | 1A72D4300-600-G 1A72D4600-600-G2 | 1A72D4300-600-G 1A72D4600-600-G3 |  | We expect to use suffixes 1-4 to distinguish
| FB PN | 09-100273 (Samsung) | 09-100272 (Micron) | 09-100271 (WD) | 06/26: I updated 09 data drive to match the PVT1 configuration. Config B should be Micron and Config C should WD | Maybe, but we should check with Amber
| Vendor | Samsung/WD/Micron | Samsung/WD/Micron | Samsung/WD/Micron
| MPN | Samsung: MZOL67T6HBLC-00AFB WD: WUS6A7676PJP8X7 Micron: MTFDLBU7T6THC-1BK4FABVA | Samsung: MZOL67T6HBLC-00AFB WD: WUS6A7676PJP8X7 Micron: MTFDLBU7T6THC-1BK4FABVA | Samsung: MZOL67T6HBLC-00AFB WD: WUS6A7676PJP8X7 Micron: MTFDLBU7T6THC-1BK4FABVA
| Quantity | 4 | 4 | 4
27 - 8TB Bracket | ODM PN | 1A72GQL00-600-G | 1A72GQL00-600-G | 1A72GQL00-600-G
| FB PN | 27-100267 | 27-100267 | 27-100267
| Quantity | 1 | 1 | 1
19- PDB | ODM PN | 1A72GA500-600-G | 1A72GA500-600-G | 1A72GA500-600-G | Do we need a new ODM PN?
| FB PN | 19-100880 | 19-100880 | 19-100880
| Quantity | 1 | 1 | 1
05- PDB Heatsink | ODM PN | Auras - TEMP-S000239709 CM - TEMP-S000240616 AVC- TEMP-S000239973 | Auras - TEMP-S000239709 CM - TEMP-S000240616 AVC- TEMP-S000239973 | Auras - TEMP-S000239709 CM - TEMP-S000240616 AVC- TEMP-S000239973 | Added ODM PN and MPN per email from Rex
| FB PN | 05-100365 | 05-100365 | 05-100365
| Vendor | Auras, CM and AVC | Auras, CM and AVC | Auras, CM and AVC
| MPN | Auras - 0S24D10996 CM - PC-09810-01-GP3 AVC - SF40L84001 | Auras - 0S24D10996 CM - PC-09810-01-GP3 AVC - SF40L84001 | Auras - 0S24D10996 CM - PC-09810-01-GP3 AVC - SF40L84001
| Quantity | 1 | 1 | 1
19- FIO board | ODM PN | 1A72GAB00-600-G | 1A72GAB00-600-G | 1A72GAB00-600-G
| FB PN | 19-100854 | 19-100854 | 19-100854
| Quantity | 1 | 1 | 1
19- OSFP Board | ODM PN | 1A72E1400-600-G 1A72GAC00-600-G | 1A72E1400-600-G 1A72GAC00-600-G | 1A72E1400-600-G 1A72GAC00-600-G | Need new ODM PN for PVT2. This is for PVT1 | Update new ODM PN
| FB PN | 19-100881 | 19-100881 | 19-100881
| Quantity | 1 | 1 | 1
07 - Ultrapass cable_A | ODM PN | TEMP-S000239782 TEMP-S000240212 TEMP-S000240213 TEMP-S000240214 | TEMP-S000239782 TEMP-S000240212 TEMP-S000240213 TEMP-S000240214 | TEMP-S000239782 TEMP-S000240212 TEMP-S000240213 TEMP-S000240214 |  | PVT2 Version, Due to label marking requirements, Ultrapass Cable will be divided into 4 part numbers in the PVT2 area.
| FB PN | 07-101093 | 07-101093 | 07-101093 |  | Need a new FBPN
| Vendor | Amphenol | Amphenol | Amphenol
| MPN | KFGE25-18-A440G6A KFGE25-18-A440G6B KFGE25-18-A440G6C KFGE25-18-A440G6D | KFGE25-18-A440G6A KFGE25-18-A440G6B KFGE25-18-A440G6C KFGE25-18-A440G6D | KFGE25-18-A440G6A KFGE25-18-A440G6B KFGE25-18-A440G6C KFGE25-18-A440G6D
| Quantity | 1 -> 4 | 1 -> 4 | 1 -> 4
07 - Ultrapass cable_B | ODM PN | TEMP-S000240212 | TEMP-S000240212 | TEMP-S000240212 | Consolidated into one FBPN | PVT2 Version
| FB PN | 07-101093 | 07-101093 | 07-101093 |  | Need a new FBPN
| Vendor | Amphenol | Amphenol | Amphenol
| MPN | KFGE25-18-A440G6B | KFGE25-18-A440G6B | KFGE25-18-A440G6B
| Quantity | 1 | 1 | 1
07 - Ultrapass cable_C | ODM PN | TEMP-S000240213 | TEMP-S000240213 | TEMP-S000240213 |  | PVT2 Version
| FB PN | 07-101093 | 07-101093 | 07-101093 |  | Need a new FBPN
| Vendor | Amphenol | Amphenol | Amphenol
| MPN | KFGE25-18-A440G6C | KFGE25-18-A440G6C | KFGE25-18-A440G6C
| Quantity | 1 | 1 | 1
07 - Ultrapass cable_D | ODM PN | TEMP-S000240214 | TEMP-S000240214 | TEMP-S000240214 |  | PVT2 Version
| FB PN | 07-101093 | 07-101093 | 07-101093 |  | Need a new FBPN
| Vendor | Amphenol | Amphenol | Amphenol
| MPN | KFGE25-18-A440G6D | KFGE25-18-A440G6D | KFGE25-18-A440G6D
| Quantity | 1 | 1 | 1
19- SCM BOARD ASSY, SCM + BSM + Sensor board + TPM | ODM PN | 1A72GA200-600-G | 1A72GA200-600-G | 1A72GA200-600-G |  | With BSM ASSY
| FB PN | 19-100797 | 19-100797 | 19-100797
| Quantity | 1 | 1 | 1
19- SCM BOARD ASSY, SCM + Sensor board + TPM | ODM PN | 1A72GA200-600-G 1A72HBU00-600-G | 1A72GA200-600-G 1A72HBU00-600-G | 1A72GA200-600-G 1A72HBU00-600-G |  | New ODM PN
| FB PN | 19-100797 | 19-100797 | 19-100797
| Quantity | 1 | 1 | 1
19- SCM BOARD+Sensor board | ODM PN | 1A72HBM00-600-G | 1A72HBM00-600-G | 1A72HBM00-600-G
| FB PN | 19-100798 | 19-100798 | 19-100798
| Quantity | 2 | 2 | 2
19- TPM | ODM PN | 1A72GAH00-600-G | 1A72GAH00-600-G | 1A72GAH00-600-G
| FB PN | 19-100799 | 19-100799 | 19-100799
| Quantity | 2 | 2 | 2
27- SCM Bracket | ODM PN | 1A31NCD00-600-G | 1A31NCD00-600-G | 1A31NCD00-600-G
| FB PN | 27-100383 | 27-100383 | 27-100383
| Quantity | 1 | 1 | 1
19-BSM 09-BSM | ODM PN | 1A72GAJ00-600-G | 1A72GAJ00-600-G | 1A72GAJ00-600-G
| FB PN | 09-100319 | 09-100319 | 09-100319
| Quantity | 1 | 1 | 1
19-E1.S backplane | ODM PN | 1A72GA400-600-G | 1A72GA400-600-G | 1A72GA400-600-G
| FB PN | 19-100800 | 19-100800 | 19-100800
| Quantity | 1 -> 2 | 1 -> 2 | 1 -> 2
19- Interposer | ODM PN | 1A72GA800-600-G | 1A72GA800-600-G | 1A72GA800-600-G
| FB PN | 19-100801 | 19-100801 | 19-100801
| Quantity | 1 | 1 | 1
05- 1X Fan Module Assembly | ODM PN | TEMP-S000241133 | TEMP-S000241133 | TEMP-S000241133
| FB PN | 05-100366 | 05-100366 | 05-100366
| Vendor | FOXCONN | FOXCONN | FOXCONN
| MPN | TEMP-S000241133 | TEMP-S000241133 | TEMP-S000241133
| Quantity | 2 | 2 | 2
05- FAN 4056 | ODM PN | FOXCONN: TEMP-S000235794 Delta: TEMP-S000235795 | Sunon: TEMP-S000236154 Delta: TEMP-S000235795 | AVC: TEMP-S000235793 Delta: TEMP-S000235795
| FB PN | 05-100335 | 05-100335 | 05-100335
| Vendor | FXN , Delta | Sunon , Delta | AVC , Delta
| MPN | FOXCONN: PIE040M12H-P77-AB Delta: GFB0412ES-FLUB | Sunon: XG40561BX-1Q985-S9W Delta: GFB0412ES-FLUB | AVC: DFPU0456B2UY051 Delta: GFB0412ES-FLUB | All these Delta MPNs have additional "Q" at the end of the MPN
| Quantity | 8 -> 1 | 8 -> 1 | 8 -> 1
27- Fan Cage | ODM PN | 1A72FW800-600-G | 1A72FW800-600-G | 1A72FW800-600-G
| FB PN | 27-100509 | 27-100509 | 27-100509
| Vendor | FOXCONN | FOXCONN | FOXCONN
| MPN | 1A72FW800-600-G | 1A72FW800-600-G | 1A72FW800-600-G
| Quantity | 1 | 1 | 1
05- 3X Fan Module Assembly | ODM PN | TEMP-S000241134 | TEMP-S000241134 | TEMP-S000241134
| FB PN | 05-100367 | 05-100367 | 05-100367
| Vendor | FOXCONN | FOXCONN | FOXCONN
| MPN | TEMP-S000241134 | TEMP-S000241134 | TEMP-S000241134
| Quantity | 2 | 2 | 2
05- FAN 4056 | ODM PN | FOXCONN: TEMP-S000235794 Delta: TEMP-S000235795 | Sunon: TEMP-S000236154 Delta: TEMP-S000235795 | AVC: TEMP-S000235793 Delta: TEMP-S000235795
| FB PN | 05-100335 | 05-100335 | 05-100335
| Vendor | FXN , Delta | Sunon , Delta | AVC , Delta
| MPN | FOXCONN: PIE040M12H-P77-AB Delta: GFB0412ES-FLUB | Sunon: XG40561BX-1Q985-S9W Delta: GFB0412ES-FLUB | AVC: DFPU0456B2UY051 Delta: GFB0412ES-FLUB
| Quantity | 8 -> 3 | 8 -> 3 | 8 -> 3
27- Fan Cage | ODM PN | 1A72FW300-600-G | 1A72FW300-600-G | 1A72FW300-600-G | Need to update AML
| FB PN | 27-100510 | 27-100510 | 27-100510
| Vendor | FOXCONN | FOXCONN | FOXCONN
| MPN | 1A72FW300-600-G | 1A72FW300-600-G | 1A72FW300-600-G
| Quantity | 1 | 1 | 1
07- Busbar Cable | ODM PN | Amphenol: TEMP-S000238671 FIT: TEMP-S000236298 | Amphenol: TEMP-S000238671 FIT: TEMP-S000236298 | Amphenol: TEMP-S000238671 FIT: TEMP-S000236298
| FB PN | 07-100938 | 07-100938 | 07-100938
| Vendor | Amphenol , FIT | Amphenol , FIT | Amphenol , FIT |  | New PVT2 version, difference length.
| MPN | Amphenol: 10174690-1UF123LF FIT: JPB15CT-ZZ661-DH | Amphenol: 10174690-1UF123LF FIT: JPB15CT-ZZ661-DH | Amphenol: 10174690-1UF123LF FIT: JPB15CT-ZZ661-DH
| Quantity | 1 | 1 | 1
07- NIC0 3-to 1 cable | ODM PN | Amphenol: TEMP-S000239420 Molex: TEMP-S000239421 FIT: TEMP-S000239636 | Amphenol: TEMP-S000239420 Molex: TEMP-S000239421 FIT: TEMP-S000239636 | Amphenol: TEMP-S000239420 Molex: TEMP-S000239421 FIT: TEMP-S000239636 |  | New PVT2 version, difference length.
| FB PN | 07-100918 | 07-100918 | 07-100918
| Vendor | Amphenol/Molex/FIT | Amphenol/Molex/FIT | Amphenol/Molex/FIT
| MPN | Amphenol: HGZ168-1468 Molex: 2193241144 FIT: CAMQ06V-ZZB05-DH | Amphenol: HGZ168-1468 Molex: 2193241144 FIT: CAMQ06V-ZZB05-DH | Amphenol: HGZ168-1468 Molex: 2193241144 FIT: CAMQ06V-ZZB05-DH
| Quantity | 1 | 1 | 1
07- NIC1 3-to 1 cable | ODM PN | Amphenol: TEMP-S000236241 Molex: TEMP-S000231106 FIT: TEMP-S000231113 | Amphenol: TEMP-S000236241 Molex: TEMP-S000231106 FIT: TEMP-S000231113 | Amphenol: TEMP-S000236241 Molex: TEMP-S000231106 FIT: TEMP-S000231113
| FB PN | 07-100919 | 07-100919 | 07-100919
| Vendor | Amphenol/Molex/FIT | Amphenol/Molex/FIT | Amphenol/Molex/FIT
| MPN | Amphenol: HGZ168-1429 Molex: 2193241142 FIT: CAMQ06V-ZZB04-DH | Amphenol: HGZ168-1429 Molex: 2193241142 FIT: CAMQ06V-ZZB04-DH | Amphenol: HGZ168-1429 Molex: 2193241142 FIT: CAMQ06V-ZZB04-DH
| Quantity | 1 | 1 | 1
07- Front IO board SlimSAS | ODM PN | Amphenol: TEMP-S000236242 Molex: TEMP-S000231107 FIT: TEMP-S000231114 | Amphenol: TEMP-S000236242 Molex: TEMP-S000231107 FIT: TEMP-S000231114 | Amphenol: TEMP-S000236242 Molex: TEMP-S000231107 FIT: TEMP-S000231114
| FB PN | 07-100920 | 07-100920 | 07-100920
| Vendor | Amphenol/Molex/FIT | Amphenol/Molex/FIT | Amphenol/Molex/FIT
| MPN | Amphenol: HSL38-4101 Molex: 2073711110 FIT: CAMJ04E-ZZB01-DH | Amphenol: HSL38-4101 Molex: 2073711110 FIT: CAMJ04E-ZZB01-DH | Amphenol: HSL38-4101 Molex: 2073711110 FIT: CAMJ04E-ZZB01-DH
| Quantity | 1 | 1 | 1
07- E1.S Backplane power cable | ODM PN | Amphenol: TEMP-S000236237 Bellwether: TEMP-S000238652 JPC: TEMP-S000239010 | Amphenol: TEMP-S000236237 Bellwether: TEMP-S000238652 JPC: TEMP-S000239010 | Amphenol: TEMP-S000236237 Bellwether: TEMP-S000238652 JPC: TEMP-S000239010
| FB PN | 07-100921 | 07-100921 | 07-100921
| Vendor | Amphenol/Bellwether/JPC | Amphenol/Bellwether/JPC | Amphenol/Bellwether/JPC |  | New PVT2 version, difference length.
| MPN | Amphenol: HWHHW-BT50 Bellwether: 76860-103W JPC: PCB012701584-1 | Amphenol: HWHHW-BT50 Bellwether: 76860-103W JPC: PCB012701584-1 | Amphenol: HWHHW-BT50 Bellwether: 76860-103W JPC: PCB012701584-1
| Quantity | 1 | 1 | 1
07- E1.S Backplane MCIO Y cable L | ODM PN | Amphenol: TEMP-S000239418 Molex: TEMP-S000239419 FIT: TEMP-S000239635 | Amphenol: TEMP-S000239418 Molex: TEMP-S000239419 FIT: TEMP-S000239635 | Amphenol: TEMP-S000239418 Molex: TEMP-S000239419 FIT: TEMP-S000239635 |  | New PVT2 version, difference length.
| FB PN | 07-100922 | 07-100922 | 07-100922
| Vendor | Amphenol/Molex/FIT | Amphenol/Molex/FIT | Amphenol/Molex/FIT
| MPN | Amphenol: HMC74-D448 Molex: 2150711825 FIT: CANK07K-ZZA02-DH | Amphenol: HMC74-D448 Molex: 2150711825 FIT: CANK07K-ZZA02-DH | Amphenol: HMC74-D448 Molex: 2150711825 FIT: CANK07K-ZZA02-DH
| Quantity | 1 | 1 | 1
07- E1.S Backplane MCIO Y cable R | ODM PN | Amphenol: TEMP-S000236239 Molex: TEMP-S000231109 FIT: TEMP-S000231116 | Amphenol: TEMP-S000236239 Molex: TEMP-S000231109 FIT: TEMP-S000231116 | Amphenol: TEMP-S000236239 Molex: TEMP-S000231109 FIT: TEMP-S000231116
| FB PN | 07-100923 | 07-100923 | 07-100923
| Vendor | Amphenol/Molex/FIT | Amphenol/Molex/FIT | Amphenol/Molex/FIT |  | New PVT2 version, difference length.
| MPN | Amphenol: HMC74-D233 Molex: 2150711760 FIT: CANK08K-ZZA02-DH | Amphenol: HMC74-D233 Molex: 2150711760 FIT: CANK08K-ZZA02-DH | Amphenol: HMC74-D233 Molex: 2150711760 FIT: CANK08K-ZZA02-DH
| Quantity | 1 | 1 | 1
07- OSFP PWR cable | ODM PN | Amphenol: TEMP-S000239422 Bellwether: TEMP-S000239423 JPC: TEMP-S000239637 | Amphenol: TEMP-S000239422 Bellwether: TEMP-S000239423 JPC: TEMP-S000239637 | Amphenol: TEMP-S000239422 Bellwether: TEMP-S000239423 JPC: TEMP-S000239637 |  | New PVT2 version, difference length.
| FB PN | 07-100939 | 07-100939 | 07-100939
| Vendor | Amphenol/Bellwether/JPC | Amphenol/Bellwether/JPC | Amphenol/Bellwether/JPC |  | New PVT2 version, difference length.
| MPN | Amphenol: HWHHW-BX37 Bellwether: 76860-105W JPC: PCB012701583-2 | Amphenol: HWHHW-BX37 Bellwether: 76860-105W JPC: PCB012701583-2 | Amphenol: HWHHW-BX37 Bellwether: 76860-105W JPC: PCB012701583-2
| Quantity | 1 | 1 | 1
07- OSFP sideband cable L | ODM PN | Amphenol: TEMP-S000239424 Bellwether: TEMP-S000239425 JPC: TEMP-S000239638 | Amphenol: TEMP-S000239424 Bellwether: TEMP-S000239425 JPC: TEMP-S000239638 | Amphenol: TEMP-S000239424 Bellwether: TEMP-S000239425 JPC: TEMP-S000239638 |  | New PVT2 version, difference length.
| FB PN | 07-100940 | 07-100940 | 07-100940
| Vendor | Amphenol/Bellwether/JPC | Amphenol/Bellwether/JPC | Amphenol/Bellwether/JPC
| MPN | Amphenol: HWHHW-BX38 Bellwether: 76190-806W JPC: PCB012701379-5 | Amphenol: HWHHW-BX38 Bellwether: 76190-806W JPC: PCB012701379-5 | Amphenol: HWHHW-BX38 Bellwether: 76190-806W JPC: PCB012701379-5
| Quantity | 1 | 1 | 1
07- OSFP sideband cable R | ODM PN | Amphenol: TEMP-S000236246 Bellwether: TEMP-S000238657 JPC: TEMP-S000238658 | Amphenol: TEMP-S000236246 Bellwether: TEMP-S000238657 JPC: TEMP-S000238658 | Amphenol: TEMP-S000236246 Bellwether: TEMP-S000238657 JPC: TEMP-S000238658
| FB PN | 07-100941 | 07-100941 | 07-100941
| Vendor | Amphenol/Bellwether/JPC | Amphenol/Bellwether/JPC | Amphenol/Bellwether/JPC
| MPN | Amphenol: HWHHW-BT49 Bellwether: 76190-804W JPC: PCB012701379-4 | Amphenol: HWHHW-BT49 Bellwether: 76190-804W JPC: PCB012701379-4 | Amphenol: HWHHW-BT49 Bellwether: 76190-804W JPC: PCB012701379-4
| Quantity | 1 | 1 | 1
07- E1.S SSD Y cable | ODM PN | Amphenol: TEMP-S000236243 Molex: TEMP-S000231110 FIT: TEMP-S000231117 | Amphenol: TEMP-S000236243 Molex: TEMP-S000231110 FIT: TEMP-S000231117 | Amphenol: TEMP-S000236243 Molex: TEMP-S000231110 FIT: TEMP-S000231117
| FB PN | 07-100924 | 07-100924 | 07-100924
| Vendor | Amphenol/Molex/FIT | Amphenol/Molex/FIT | Amphenol/Molex/FIT
| MPN | Amphenol: HGZ56-0986 Molex: 2126631230 FIT: CALH04H-ZZA03-DH | Amphenol: HGZ56-0986 Molex: 2126631230 FIT: CALH04H-ZZA03-DH | Amphenol: HGZ56-0986 Molex: 2126631230 FIT: CALH04H-ZZA03-DH
| Quantity | 1 | 1 | 1
07- CBL, PDB_MB(R)(L) PWR cable | ODM PN | Amphenol: TEMP-S000236247 Bellwether: TEMP-S000238659 JPC: TEMP-S000239012 | Amphenol: TEMP-S000236247 Bellwether: TEMP-S000238659 JPC: TEMP-S000239012 | Amphenol: TEMP-S000236247 Bellwether: TEMP-S000238659 JPC: TEMP-S000239012
| FB PN | 07-100925 | 07-100925 | 07-100925
| Vendor | Amphenol/Bellwether/JPC | Amphenol/Bellwether/JPC | Amphenol/Bellwether/JPC
| MPN | Amphenol: HWHHW-BT44 Bellwether: 76860-101W JPC: PCB012701582-1 | Amphenol: HWHHW-BT44 Bellwether: 76860-101W JPC: PCB012701582-1 | Amphenol: HWHHW-BT44 Bellwether: 76860-101W JPC: PCB012701582-1
| Quantity | 1 | 1 | 1
07- CBL, CLINK Cable | ODM PN | Amphenol: TEMP-S000238660 Bizlink: TEMP-S000239013 | Amphenol: TEMP-S000238660 Bizlink: TEMP-S000239013 | Amphenol: TEMP-S000238660 Bizlink: TEMP-S000239013
| FB PN | 07-100926 | 07-100926 | 07-100926
| Vendor | Amphenol/Bizlink | Amphenol/Bizlink | Amphenol/Bizlink
| MPN | Amphenol: HMC124-2250 Bizlink: 117H0-157059-R1 | Amphenol: HMC124-2250 Bizlink: 117H0-157059-R1 | Amphenol: HMC124-2250 Bizlink: 117H0-157059-R1
| Quantity | 1 | 1 | 1
07- 2P Management Crossover Cable | ODM PN | Amphenol: TEMP-S000238661 Bizlink: TEMP-S000239105 FIT: TEMP-S000238662 Luxshare: TEMP-S000239014 | Amphenol: TEMP-S000238661 Bizlink: TEMP-S000239105 FIT: TEMP-S000238662 Luxshare: TEMP-S000239014 | Amphenol: TEMP-S000238661 Bizlink: TEMP-S000239105 FIT: TEMP-S000238662 Luxshare: TEMP-S000239014
| FB PN | 07-100927 | 07-100927 | 07-100927
| Vendor | Amphenol/Bizlink/FIT/Luxshare | Amphenol/Bizlink/FIT/Luxshare | Amphenol/Bizlink/FIT/Luxshare |  | New PVT2 version, difference length.
| MPN | Amphenol: HGZ168-1457 Bizlink: 117H0-157058-R1 FIT: CAMK02L-ZZA05-DH Luxshare: L02GZ078-SD-H | Amphenol: HGZ168-1457 Bizlink: 117H0-157058-R1 FIT: CAMK02L-ZZA05-DH Luxshare: L02GZ078-SD-H | Amphenol: HGZ168-1457 Bizlink: 117H0-157058-R1 FIT: CAMK02L-ZZA05-DH Luxshare: L02GZ078-SD-H
| Quantity | 1 | 1 | 1
07- CBL, Leakage sensor cable-1 | ODM PN | Amphenol: TEMP-S000239426 Molex: TEMP-S000239639 JPC: TEMP-S000239640 | Amphenol: TEMP-S000239426 Molex: TEMP-S000239639 JPC: TEMP-S000239640 | Amphenol: TEMP-S000239426 Molex: TEMP-S000239639 JPC: TEMP-S000239640 |  | New PVT2 version, difference length.
| FB PN | 07-100623 | 07-100623 | 07-100623
| Vendor | Amphenol/Molex/JPC | Amphenol/Molex/JPC | Amphenol/Molex/JPC |  | New PVT2 version, difference length.
| MPN | Amphenol: HWHHW-BX39 Molex: 2301830001 JPC: PCB012701592-4 | Amphenol: HWHHW-BX39 Molex: 2301830001 JPC: PCB012701592-4 | Amphenol: HWHHW-BX39 Molex: 2301830001 JPC: PCB012701592-4
| Quantity | 1 | 1 | 1
07- CBL, Leakage sensor cable-2 | ODM PN | Amphenol: TEMP-S000239427 Molex: TEMP-S000239641 JPC: TEMP-S000239642 | Amphenol: TEMP-S000239427 Molex: TEMP-S000239641 JPC: TEMP-S000239642 | Amphenol: TEMP-S000239427 Molex: TEMP-S000239641 JPC: TEMP-S000239642 |  | New PVT2 version, difference length.
| FB PN | 07-100624 | 07-100625 | 07-100626
| Vendor | Amphenol/Molex/JPC | Amphenol/Molex/JPC | Amphenol/Molex/JPC |  | New PVT2 version, difference length.
| MPN | Amphenol: HWHHW-BX40 Molex: 2301830002 JPC: PCB012701592-3 | Amphenol: HWHHW-BX40 Molex: 2301830002 JPC: PCB012701592-3 | Amphenol: HWHHW-BX40 Molex: 2301830002 JPC: PCB012701592-3
| Quantity | 1 | 1 | 1
07- CBL, Leakage sensor cable-3 | ODM PN | Amphenol: TEMP-S000239428 Molex: TEMP-S000239643 JPC: TEMP-S000239644 | Amphenol: TEMP-S000239428 Molex: TEMP-S000239643 JPC: TEMP-S000239644 | Amphenol: TEMP-S000239428 Molex: TEMP-S000239643 JPC: TEMP-S000239644 |  | New PVT2 version, difference length.
| FB PN | 07-100625 | 07-100625 | 07-100625
| Vendor | Amphenol/Molex/JPC | Amphenol/Molex/JPC | Amphenol/Molex/JPC |  | New PVT2 version, difference length.
| MPN | Amphenol: HWHHW-BX41 Molex: 2301830003 JPC: PCB012701592-2 | Amphenol: HWHHW-BX41 Molex: 2301830003 JPC: PCB012701592-2 | Amphenol: HWHHW-BX41 Molex: 2301830003 JPC: PCB012701592-2
| Quantity | 1 | 1 | 1
07- CBL, Leakage sensor cable-4 | ODM PN | Amphenol: TEMP-S000239429 Molex: TEMP-S000239645 JPC: TEMP-S000239646 | Amphenol: TEMP-S000239429 Molex: TEMP-S000239645 JPC: TEMP-S000239646 | Amphenol: TEMP-S000239429 Molex: TEMP-S000239645 JPC: TEMP-S000239646 |  | New PVT2 version, difference length.
| FB PN | 07-100626 | 07-100626 | 07-100626
| Vendor | Amphenol/Molex/JPC | Amphenol/Molex/JPC | Amphenol/Molex/JPC
| MPN | Amphenol: HWHHW-BX42 Molex: 2301830004 JPC: PCB012701592-1 | Amphenol: HWHHW-BX42 Molex: 2301830004 JPC: PCB012701592-1 | Amphenol: HWHHW-BX42 Molex: 2301830004 JPC: PCB012701592-1
| Quantity | 1 | 1 | 1
07- CBL,HMC_Interposer MCIO Cable1 | ODM PN | Amphenol: TEMP-S000236251 Luxshare: TEMP-S000238667 | Amphenol: TEMP-S000236251 Luxshare: TEMP-S000238667 | Amphenol: TEMP-S000236251 Luxshare: TEMP-S000238667
| FB PN | 07-100932 | 07-100932 | 07-100932
| Vendor | Amphenol/Luxshare | Amphenol/Luxshare | Amphenol/Luxshare
| MPN | Amphenol: HMC74-D258 Luxshare: L02MM250-SD-H | Amphenol: HMC74-D258 Luxshare: L02MM250-SD-H | Amphenol: HMC74-D258 Luxshare: L02MM250-SD-H
| Quantity | 1 | 1 | 1
07- CBL,HMC_Interposer MCIO Cable2 | ODM PN | Amphenol: TEMP-S000236252 Luxshare: TEMP-S000238668 | Amphenol: TEMP-S000236252 Luxshare: TEMP-S000238668 | Amphenol: TEMP-S000236252 Luxshare: TEMP-S000238668
| FB PN | 07-100933 | 07-100933 | 07-100933
| Vendor | Amphenol/Luxshare | Amphenol/Luxshare | Amphenol/Luxshare
| MPN | Amphenol: HMC74-D259 Luxshare: L02MM251-SD-H | Amphenol: HMC74-D259 Luxshare: L02MM251-SD-H | Amphenol: HMC74-D259 Luxshare: L02MM251-SD-H
| Quantity | 1 | 1 | 1
07- PDB Interposer PWR cable | ODM PN | Amphenol: TEMP-S000236253 Bellwether: TBD JPC: TBD | Amphenol: TEMP-S000236253 Bellwether: TBD JPC: TBD | Amphenol: TEMP-S000236253 Bellwether: TBD JPC: TBD
| FB PN | 07-100934 | 07-100934 | 07-100934
| Vendor | Amphenol/Bellwether/JPC | Amphenol/Bellwether/JPC | Amphenol/Bellwether/JPC
| MPN | Amphenol: HWHHW-BT62 Bellwether: TBD JPC: TBD | Amphenol: HWHHW-BT62 Bellwether: TBD JPC: TBD | Amphenol: HWHHW-BT62 Bellwether: TBD JPC: TBD
| Quantity | 1 | 1 | 1
07- PDB Interposer sideband cable | ODM PN | Amphenol: TEMP-S000236254 Bellwether: TEMP-S000238669 JPC: TEMP-S000238670 | Amphenol: TEMP-S000236254 Bellwether: TEMP-S000238669 JPC: TEMP-S000238670 | Amphenol: TEMP-S000236254 Bellwether: TEMP-S000238669 JPC: TEMP-S000238670
| FB PN | 07-100935 | 07-100935 | 07-100935
| Vendor | Amphenol/Bellwether/JPC | Amphenol/Bellwether/JPC | Amphenol/Bellwether/JPC
| MPN | Amphenol: HWHHW-BT63 Bellwether: 76190-805W JPC: PCB012701575-1 | Amphenol: HWHHW-BT63 Bellwether: 76190-805W JPC: PCB012701575-1 | Amphenol: HWHHW-BT63 Bellwether: 76190-805W JPC: PCB012701575-1
| Quantity | 1 | 1 | 1
07- MB 12V+GND Busbar 1 | ODM PN | Interplex: TEMP-S000236255 Amphenol: TEMP-S000222436 | Interplex: TEMP-S000236255 Amphenol: TEMP-S000222436 | Interplex: TEMP-S000236255 Amphenol: TEMP-S000222436
| FB PN | 07-100936 | 07-100936 | 07-100936
| Vendor | Interplex/Amphenol | Interplex/Amphenol | Interplex/Amphenol
| MPN | Interplex: 102417-02-SD Amphenol: 730220001 | Interplex: 102417-02-SD Amphenol: 730220001 | Interplex: 102417-02-SD Amphenol: 730220001
| Quantity | 1 | 1 | 1
07- MB 12V+GND Busbar 2 | ODM PN | Interplex: TEMP-S000236256 Amphenol: TEMP-S000222435 | Interplex: TEMP-S000236256 Amphenol: TEMP-S000222435 | Interplex: TEMP-S000236256 Amphenol: TEMP-S000222435
| FB PN | 07-100937 | 07-100937 | 07-100937
| Vendor | Interplex/Amphenol | Interplex/Amphenol | Interplex/Amphenol
| MPN | Interplex: 102417-01-SD Amphenol: 730210001 | Interplex: 102417-01-SD Amphenol: 730210001 | Interplex: 102417-01-SD Amphenol: 730210001
| Quantity | 1 | 1 | 1
27- Compute Tray Chassis Assy | ODM PN | 1A72G0P00-600-G | 1A72G0P00-600-G | 1A72G0P00-600-G
| FB PN | 27-100436 | 27-100436 | 27-100436
| Quantity | 1 | 1 | 1
Coolant | ODM PN | TEMP-S000189576 | TEMP-S000189576 | TEMP-S000189576
| FB PN | 05-100229 | 05-100229 | 05-100229
| Quantity | 0 | 0 | 0
Remark | Update
TBD
Delete

## PVT2 - L11 Build Matrix-NSF
aniold | For Meta
For Ingrasys
Ingrasys | Configuration | Config A | Config B | Config C | Config D | Config E | Config F | Meta Comments | Ingrasys Note
| Description | Rack Manifold : Cooler Master PVT1- 5.5K PSU/Power Shelf : AEI 800G DAC : Amphenol AEC : Credo RMC: Ingrays Data Drive: Samsung | Rack Manifold : AVC PVT1- 5.5K PSU/Power Shelf : AEI 800G DAC : TE AEC : Molex RMC: Ingrays Data Drive: Micron | Rack Manifold : Auras PVT1- 5.5K PSU/Power Shelf : AEI 800G DAC : Molex AEC : Ampheno RMC: Ingrays Data Drive: WD | Rack Manifold : Cooler Master PVT1- 5.5K PSU/Power Shelf : AEI 800G DAC : Amphenol AEC : Credo RMC: Quanta Data Drive: Samsung | Rack Manifold : AVC PVT1- 5.5K PSU/Power Shelf : AEI 800G DAC : TE AEC : Molex RMC: Quanta Data Drive: Micron | Rack Manifold : Auras PVT1- 5.5K PSU/Power Shelf : AEI 800G DAC : Molex AEC : Ampheno RMC: Quanta Data Drive: WD
| Rack Qty |  |  |  | 22
Meta Clemente_L11 Rack ASSY, NSF | FBPN | 15-103100 | 15-103101 | 15-103102 | 15-103103 | 15-103104 | 15-103105
| ODM PN | 1A72LFQ00-600-G | 1A72LFS00-600-G | 1A72LFC00-600-G | 1A72LFD00-600-G | 1A72LFF00-600-G | 1A72LFE00-600-G
01- CI Compute Tray Assy | ODM PN | 1A72H7L00-600-G (Samsung) | 1A72H7C00-600-G (Micron) | 1A72H7M00-600-G (WD) | 1A72H7L00-600-G (Samsung) | 1A72H7C00-600-G (Micron) | 1A72H7M00-600-G (WD) |  | 4x 8TB E1.S 25mm data drives are not configured, is this normal?
| FB PN | 01-101380 | 01-101381 | 01-101382 | 01-101380 | 01-101381 | 01-101382
| Quantity | 18 | 18 | 18 | 18 | 18 | 18
01- CI RMC Tray Assy (IGS) FAB4 | ODM PN | 1A72GK400-600-G | 1A72GK400-600-G | 1A72GK400-600-G | 1A72GK400-600-G | 1A72GK400-600-G | 1A72GK400-600-G |  | Michael hopes that RMC will differentiate IGS and Quanta and each get an independent FBPN
| FB PN | 01-101333 | 01-101333 | 01-101333 | 01-101333 | 01-101333 | 01-101333 |  | need change?
| Vendor | IGS | IGS | IGS | IGS | IGS | IGS
| MPN | 1A72GK400-600-G | 1A72GK400-600-G | 1A72GK400-600-G | 1A72GK400-600-G | 1A72GK400-600-G | 1A72GK400-600-G
| Quantity | 1 | 1 | 1 | 0 | 0 | 0
01- CI RMC Tray Assy (Quanta) FAB4 | ODM PN | TEMP-S000235726 | TEMP-S000235726 | TEMP-S000235726 | TEMP-S000235726 | TEMP-S000235726 | TEMP-S000235726 |  | Michael hopes that RMC will differentiate IGS and Quanta and each get an independent FBPN
| FB PN | 01-101332 | 01-101332 | 01-101332 | 01-101332 | 01-101332 | 01-101332 |  | need change?
| Vendor | Quanta | Quanta | Quanta | Quanta | Quanta | Quanta
| MPN | 3RL05MA00A0 | 3RL05MA00A0 | 3RL05MA00A0 | 3RL05MA00A0 | 3RL05MA00A0 | 3RL05MA00A0
| Quantity | 0 | 0 | 0 | 1 | 1 | 1
466- Kit | FBPN | 466-100040 | 466-100040 | 466-100040 | 466-100040 | 466-100040 | 466-100040 | Meta bought kit. Contains 23-005694 and 24-000815 that was removed from 54-
Quantity
20 - CI NVSO Tray Assy | ODM PN | TEMP-S000239430 TEMP-S000243484 MCTEMP-S000243484 | TEMP-S000239430 TEMP-S000243484 MCTEMP-S000243484 | TEMP-S000239430 TEMP-S000243484 MCTEMP-S000243484 | TEMP-S000239430 TEMP-S000243484 MCTEMP-S000243484 | TEMP-S000239430 TEMP-S000243484 MCTEMP-S000243484 | TEMP-S000239430 TEMP-S000243484 MCTEMP-S000243484 | No, TEMP-S000228117 wasn't on 20-100201 prior to this update. It is added now. | Do we need to create a new ODM PN?
| FB PN | 20-100201 | 20-100201 | 20-100201 | 20-100201 | 20-100201 | 20-100201 | Supposed to be Nvidia MPN. Do we need a new MPN since the ODM VPN is different?
| Vendor | NVIDIA | NVIDIA | NVIDIA | NVIDIA | NVIDIA | NVIDIA
| MPN | 920-9K33R-00MV-GS0 | 920-9K33R-00MV-GS0 | 920-9K33R-00MV-GS0 | 920-9K33R-00MV-GS0 | 920-9K33R-00MV-GS0 | 920-9K33R-00MV-GS0
| Quantity | 9 | 9 | 9 | 9 | 9 | 9
55 - Rack & Power Sub-assy, PVT, NSF | ODM PN | 1A72H7G00-600-GNS | 1A72H7G00-600-GNS | 1A72H7G00-600-GNS | 1A72H7G00-600-GNS | 1A72H7G00-600-GNS | 1A72H7G00-600-GNS
| FB PN | 55-100207 | 55-100207 | 55-100207 | 55-100207 | 55-100207 | 55-100207
| Vendor | FOXCONN/EPD2 | FOXCONN/EPD2 | FOXCONN/EPD2 | FOXCONN/EPD2 | FOXCONN/EPD2 | FOXCONN/EPD2
| MPN | 1A72H7G00-600-GNS | 1A72H7G00-600-GNS | 1A72H7G00-600-GNS | 1A72H7G00-600-GNS | 1A72H7G00-600-GNS | 1A72H7G00-600-GNS
| Quantity | 1 | 1 | 1 | 1 | 1 | 1
06- IT Rack Frame | ODM PN | TEMP-S000229614 | TEMP-S000229614 | TEMP-S000229614 | TEMP-S000229614 | TEMP-S000229614 | TEMP-S000229614
| FB PN | 06-100018 | 06-100018 | 06-100018 | 06-100018 | 06-100018 | 06-100018
| Vendor | Rittal | Rittal | Rittal | Rittal | Rittal | Rittal
| MPN | 7844664 | 7844664 | 7844664 | 7844664 | 7844664 | 7844664
| Quantity | 1 | 1 | 1 | 1 | 1 | 1
Canister | ODM PN | 1A72B7000-600-G2 | 1A72B7000-600-G2 | 1A72B7000-600-G2 | 1A72B7000-600-G2 | 1A72B7000-600-G2 | 1A72B7000-600-G2
| FB PN | 27-100238 | 27-100238 | 27-100238 | 27-100238 | 27-100238 | 27-100238
| Quantity | 1 | 1 | 1 | 1 | 1 | 1
Cable Cartridge (Left/Right) | ODM PN | TEMP-S000239431 TEMP-S000243483 MCTEMP-S000243483 | TEMP-S000239431 TEMP-S000243483 MCTEMP-S000243483 | TEMP-S000239431 TEMP-S000243483 MCTEMP-S000243483 | TEMP-S000239431 TEMP-S000243483 MCTEMP-S000243483 | TEMP-S000239431 TEMP-S000243483 MCTEMP-S000243483 | TEMP-S000239431 TEMP-S000243483 MCTEMP-S000243483
| FB PN | 07-100580 | 07-100580 | 07-100580 | 07-100580 | 07-100580 | 07-100580
| Vendor | NVIDIA | NVIDIA | NVIDIA | NVIDIA | NVIDIA | NVIDIA
| MPN | 965-24972-0020-000 | 965-24972-0020-000 | 965-24972-0020-000 | 965-24972-0020-000 | 965-24972-0020-000 | 965-24972-0020-000
| Quantity | 4 | 4 | 4 | 4 | 4 | 4
27- ORV3 power shelf rail | ODM PN | TEMP-S000222271 | TEMP-S000222271 | TEMP-S000222271 | TEMP-S000222271 | TEMP-S000222271 | TEMP-S000222271
| FB PN | 27-001501 | 27-001501 | 27-001501 | 27-001501 | 27-001501 | 27-001501
| Vendor | Rittal | Rittal | Rittal | Rittal | Rittal | Rittal
| MPN | 7844557 | 7844557 | 7844557 | 7844557 | 7844557 | 7844557
| Quantity | 8 | 8 | 8 | 8 | 8 | 8
27- ORV3 IT rail | ODM PN | TEMP-S000222274 | TEMP-S000222274 | TEMP-S000222274 | TEMP-S000222274 | TEMP-S000222274 | TEMP-S000222274
| FB PN | 27-001499 | 27-001499 | 27-001499 | 27-001499 | 27-001499 | 27-001499
| Vendor | Rittal | Rittal | Rittal | Rittal | Rittal | Rittal
| MPN | 7844556 | 7844556 | 7844556 | 7844556 | 7844556 | 7844556
| Quantity | 3 | 3 | 3 | 3 | 3 | 3
27- MiniPack3 Railkit | ODM PN | TEMP-S000227145 | TEMP-S000227145 | TEMP-S000227145 | TEMP-S000227145 | TEMP-S000227145 | TEMP-S000227145
| FB PN | 27-001629 | 27-001629 | 27-001629 | 27-001629 | 27-001629 | 27-001629
| Vendor | KingSlide | KingSlide | KingSlide | KingSlide | KingSlide | KingSlide
| MPN | U602-625-IM | U602-625-IM | U602-625-IM | U602-625-IM | U602-625-IM | U602-625-IM
| Quantity | 1 | 1 | 1 | 1 | 1 | 1
27- L10 system rail kit | ODM PN | KS1: TEMP-S000222734 KS2: TEMP-S000222735 KS3: TEMP-S000222736 | KS1: TEMP-S000222734 KS2: TEMP-S000222735 KS3: TEMP-S000222736 | KS1: TEMP-S000222734 KS2: TEMP-S000222735 KS3: TEMP-S000222736 | KS1: TEMP-S000222734 KS2: TEMP-S000222735 KS3: TEMP-S000222736 | KS1: TEMP-S000222734 KS2: TEMP-S000222735 KS3: TEMP-S000222736 | KS1: TEMP-S000222734 KS2: TEMP-S000222735 KS3: TEMP-S000222736
| FB PN | 27-100239 | 27-100239 | 27-100239 | 27-100239 | 27-100239 | 27-100239
| Vendor | Kingslide | Kingslide | Kingslide | Kingslide | Kingslide | Kingslide
| MPN | Kingslide1: A5682627DPZZBNQ Kingslide2: A5682627DPZZANQ Kingslide3: A5682627CPZZ1NP | Kingslide1: A5682627DPZZBNQ Kingslide2: A5682627DPZZANQ Kingslide3: A5682627CPZZ1NP | Kingslide1: A5682627DPZZBNQ Kingslide2: A5682627DPZZANQ Kingslide3: A5682627CPZZ1NP | Kingslide1: A5682627DPZZBNQ Kingslide2: A5682627DPZZANQ Kingslide3: A5682627CPZZ1NP | Kingslide1: A5682627DPZZBNQ Kingslide2: A5682627DPZZANQ Kingslide3: A5682627CPZZ1NP | Kingslide1: A5682627DPZZBNQ Kingslide2: A5682627DPZZANQ Kingslide3: A5682627CPZZ1NP
| Quantity | 27 | 27 | 27 | 27 | 27 | 27
DVT cold rack manifold | ODM PN | TEMP-S000227453(CPC) TEMP-S000230373(Danfoss) TEMP-S000230374(Parker) | TEMP-S000232114(CPC) TEMP-S000232115(Danfoss) TEMP-S000232116(Parker) | TEMP-S000230502(CPC) TEMP-S000230503(Danfoss) TEMP-S000231831(Parker) | TEMP-S000227453(CPC) TEMP-S000230373(Danfoss) TEMP-S000230374(Parker) | TEMP-S000232114(CPC) TEMP-S000232115(Danfoss) TEMP-S000232116(Parker) | TEMP-S000230502(CPC) TEMP-S000230503(Danfoss) TEMP-S000231831(Parker) |  | Update CPC, Danfoss, Parker describe.
| FB PN | 27-100381 | 27-100381 | 27-100381 | 27-100381 | 27-100381 | 27-100381
| Vendor | Cooler Master | AVC | Auras | Cooler Master | AVC | Auras
| MPN | Cooler Master : LC-05124-01-GP2S1(CPC) Cooler Master : LC-05250-01-GP2S1(Danfoss) Cooler Master : LC-05251-01-GP2S1(Parker) | AVC : SFA4890001(CPC) AVC : SFA4360001(Danfoss) AVC : SFA4920001(Parker) | Auras : 0S53B00059(CPC) Auras : 0S53B00072(Danfoss) Auras : 0S53B00084(Parker) | Cooler Master : LC-05124-01-GP2S1(CPC) Cooler Master : LC-05250-01-GP2S1(Danfoss) Cooler Master : LC-05251-01-GP2S1(Parker) | AVC : SFA4890001(CPC) AVC : SFA4360001(Danfoss) AVC : SFA4920001(Parker) | Auras : 0S53B00059(CPC) Auras : 0S53B00072(Danfoss) Auras : 0S53B00084(Parker) |  | Update CPC, Danfoss, Parker describe.
| Quantity | 1 | 1 | 1 | 1 | 1 | 1
DVT hot rack manifold | ODM PN | TEMP-S000227454(CPC) TEMP-S000230375(Danfoss) TEMP-S000230376(Parker) | TEMP-S000232117(CPC) TEMP-S000232118(Danfoss) TEMP-S000232119(Parker) | TEMP-S000230504(CPC) TEMP-S000230505(Danfoss) TEMP-S000231832(Parker) | TEMP-S000227454(CPC) TEMP-S000230375(Danfoss) TEMP-S000230376(Parker) | TEMP-S000232117(CPC) TEMP-S000232118(Danfoss) TEMP-S000232119(Parker) | TEMP-S000230504(CPC) TEMP-S000230505(Danfoss) TEMP-S000231832(Parker) |  | Update CPC, Danfoss, Parker describe.
| FB PN | 27-100380 | 27-100380 | 27-100380 | 27-100380 | 27-100380 | 27-100380
| Vendor | Cooler Master | AVC | Auras | Cooler Master | AVC | Auras
| MPN | Cooler Master : LC-05125-01-GP2S1(CPC) Cooler Master : LC-05252-01-GP2S1(Danfoss) Cooler Master : LC-05253-01-GP2S1(Parker) | AVC : SFA4880001(CPC) AVC : SFA4370001(Danfoss) AVC : SFA4930001(Parker) | Auras : 0S53B00060(CPC) Auras : 0S53B00073(Danfoss) Auras : 0S53B00085(Parker) | Cooler Master : LC-05125-01-GP2S1(CPC) Cooler Master : LC-05252-01-GP2S1(Danfoss) Cooler Master : LC-05253-01-GP2S1(Parker) | AVC : SFA4880001(CPC) AVC : SFA4370001(Danfoss) AVC : SFA4930001(Parker) | Auras : 0S53B00060(CPC) Auras : 0S53B00073(Danfoss) Auras : 0S53B00085(Parker) |  | Update CPC, Danfoss, Parker describe.
| Quantity | 1 | 1 | 1 | 1 | 1 | 1
DVT hose kit cold 4ft | ODM PN | TEMP-S000230377 | TEMP-S000233230 | TEMP-S000231833 | TEMP-S000230377 | TEMP-S000233230 | TEMP-S000231833 |  | Add this item from DVT Build Matrix
| FB PN | 27-100422 | 27-100422 | 27-100422 | 27-100422 | 27-100422 | 27-100422
| Vendor | Cooler Master | AVC | Auras | Cooler Master | AVC | Auras
| MPN | Cooler Master : LC-05191-01-GP2S2 | AVC : SFA5480001 | Auras : 0S53B00086 | Cooler Master : LC-05191-01-GP2S2 | AVC : SFA5480001 | Auras : 0S53B00086
| Quantity | 1 | 1 | 1 | 1 | 1 | 1
DVT hose kit cold 6ft | ODM PN | TEMP-S000230378 | TEMP-S000233232 | TEMP-S000231834 | TEMP-S000230378 | TEMP-S000233232 | TEMP-S000231834 |  | Add this item from DVT Build Matrix
| FB PN | 27-100421 | 27-100421 | 27-100421 | 27-100421 | 27-100421 | 27-100421
| Vendor | Cooler Master | AVC | Auras | Cooler Master | AVC | Auras
| MPN | Cooler Master : LC-05193-01-GP2S2 | AVC : SFA5490001 | Auras : 0S53B00087 | Cooler Master : LC-05193-01-GP2S2 | AVC : SFA5490001 | Auras : 0S53B00087
| Quantity | 2 | 2 | 2 | 2 | 2 | 2
DVT hose kit hot 4ft | ODM PN | TEMP-S000230380 | TEMP-S000233233 | TEMP-S000231835 | TEMP-S000230380 | TEMP-S000233233 | TEMP-S000231835 |  | Add this item from DVT Build Matrix
| FB PN | 27-100424 | 27-100424 | 27-100424 | 27-100424 | 27-100424 | 27-100424
| Vendor | Cooler Master | AVC | Auras | Cooler Master | AVC | Auras
| MPN | Cooler Master : LC-05192-01-GP2S2 | AVC : SFA5460001 | Auras : 0S53B00088 | Cooler Master : LC-05192-01-GP2S2 | AVC : SFA5460001 | Auras : 0S53B00088
| Quantity | 1 | 1 | 1 | 1 | 1 | 1
DVT hose kit hot 6ft | ODM PN | TEMP-S000230381 | TEMP-S000233234 | TEMP-S000231836 | TEMP-S000230381 | TEMP-S000233234 | TEMP-S000231836 |  | Add this item from DVT Build Matrix
| FB PN | 27-100423 | 27-100423 | 27-100423 | 27-100423 | 27-100423 | 27-100423
| Vendor | Cooler Master | AVC | Auras | Cooler Master | AVC | Auras
| MPN | Cooler Master : LC-05194-01-GP2S2 | AVC : SFA5470001 | Auras : 0S53B00089 | Cooler Master : LC-05194-01-GP2S2 | AVC : SFA5470001 | Auras : 0S53B00089
| Quantity | 2 | 2 | 2 | 2 | 2 | 2
14- Power Shelf | ODM PN | TEMP-S000225752 | TEMP-S000225752 | TEMP-S000225752 | TEMP-S000225752 | TEMP-S000225752 | TEMP-S000225752
| FB PN | 14-100015 14-100009 | 14-100015 14-100009 | 14-100015 14-100009 | 14-100015 14-100009 | 14-100015 14-100009 | 14-100015 14-100009
| Vendor | AEI | AEI | AEI | AEI | AEI | AEI
| MPN | AEI : 700-037148-1000 | AEI : 700-037148-1000 | AEI : 700-037148-1000 | AEI : 700-037148-1000 | AEI : 700-037148-1000 | AEI : 700-037148-1000
| Quantity | 4 | 4 | 4 | 4 | 4 | 4
03- PSU (5.5 KW) | ODM PN | TEMP-S000225753 | TEMP-S000225753 | TEMP-S000225753 | TEMP-S000225753 | TEMP-S000225753 | TEMP-S000225753
| FB PN | 03-100049 03-100038 | 03-100049 03-100038 | 03-100049 03-100038 | 03-100049 03-100038 | 03-100049 03-100038 | 03-100049 03-100038
| Vendor | AEI | AEI | AEI | AEI | AEI | AEI
| MPN | AEI :700-037147-0000 | AEI :700-037147-0000 | AEI :700-037147-0000 | AEI :700-037147-0000 | AEI :700-037147-0000 | AEI :700-037147-0000
| Quantity | 24 | 24 | 24 | 24 | 24 | 24
03- Power Module Interface | ODM PN | [6 empty] | Need ODM PN and MPN
| FB PN | 03-100050 | 03-100050 | 03-100050 | 03-100050 | 03-100050 | 03-100050
| Vendor | AEI | AEI | AEI | AEI | AEI | AEI
| MPN | 700-043397-0000? | 700-043397-0000? | 700-043397-0000? | 700-043397-0000? | 700-043397-0000? | 700-043397-0000?
| Quantity | 4 | 4 | 4 | 4 | 4 | 4
07- ORV3 AC Whip, 1600MM | ODM PN | TEMP-S000232312 | TEMP-S000232312 | TEMP-S000232312 | TEMP-S000232312 | TEMP-S000232312 | TEMP-S000232312
| FB PN | 07-100775 | 07-100775 | 07-100775 | 07-100775 | 07-100775 | 07-100775
| Vendor | Amphenol | Amphenol | Amphenol | Amphenol | Amphenol | Amphenol
| MPN | 10178161-C7A301 | 10178161-C7A301 | 10178161-C7A301 | 10178161-C7A301 | 10178161-C7A301 | 10178161-C7A301
| Quantity | 4 | 4 | 4 | 4 | 4 | 4
07- ORV3 AC Whip, 3800MM | ODM PN | TEMP-S000227146 | TEMP-S000227146 | TEMP-S000227146 | TEMP-S000227146 | TEMP-S000227146 | TEMP-S000227146
| FB PN | 07-100609 | 07-100609 | 07-100609 | 07-100609 | 07-100609 | 07-100609
| Vendor | Amphenol | Amphenol | Amphenol | Amphenol | Amphenol | Amphenol
| MPN | 10178161-C7A303 | 10178161-C7A303 | 10178161-C7A303 | 10178161-C7A303 | 10178161-C7A303 | 10178161-C7A303
| Quantity | 4 | 4 | 4 | 4 | 4 | 4
27- VCM 44U | ODM PN | 1A72CCY00-600-G | 1A72CCY00-600-G | 1A72CCY00-600-G | 1A72CCY00-600-G | 1A72CCY00-600-G | 1A72CCY00-600-G | Confirmed to remove this
| FB PN | 27-100415 | 27-100415 | 27-100415 | 27-100415 | 27-100415 | 27-100415
Vendor
MPN
| Quantity | 1 | 1 | 1 | 1 | 1 | 1
27- VCM 28U | ODM PN | 1A72EFA00-600-G | 1A72EFA00-600-G | 1A72EFA00-600-G | 1A72EFA00-600-G | 1A72EFA00-600-G | 1A72EFA00-600-G |  | After we confirmed with IGS, they said that VCM 28U is an updated version and currently only this version is used instead of the 44U version.
| FB PN | 27-100487 | 27-100487 | 27-100487 | 27-100487 | 27-100487 | 27-100487
| Vendor | FOXCONN/EPDV | FOXCONN/EPDV | FOXCONN/EPDV | FOXCONN/EPDV | FOXCONN/EPDV | FOXCONN/EPDV
| MPN | 1A72EFA00-600-G | 1A72EFA00-600-G | 1A72EFA00-600-G | 1A72EFA00-600-G | 1A72EFA00-600-G | 1A72EFA00-600-G
| Quantity | 1 | 1 | 1 | 1 | 1 | 1
27- DRIP PAN | ODM PN | [6 empty] | Need ODM PN and MPN
| FB PN | 27-100362 | 27-100362 | 27-100362 | 27-100362 | 27-100362 | 27-100362
Vendor
MPN
| Quantity | 1 | 1 | 1 | 1 | 1 | 1
27- Busbar Clip | ODM PN | TEMP-S000232691 | TEMP-S000232691 | TEMP-S000232691 | TEMP-S000232691 | TEMP-S000232691 | TEMP-S000232691 | Need ODM PN and MPN
| FB PN | 27-100299 | 27-100299 | 27-100299 | 27-100299 | 27-100299 | 27-100299
| Vendor | UNEEC | UNEEC | UNEEC | UNEEC | UNEEC | UNEEC
| MPN | 200-201Q-0001RD1(S) | 200-201Q-0001RD1(S) | 200-201Q-0001RD1(S) | 200-201Q-0001RD1(S) | 200-201Q-0001RD1(S) | 200-201Q-0001RD1(S)
| Quantity | 10 | 10 | 10 | 10 | 10 | 10
05 - Thermal - Coolant | FB PN | 05-100229 | 05-100229 | 05-100229 | 05-100229 | 05-100229 | 05-100229
| Quantity | 1 | 1 | 1 | 1 | 1 | 1
26- Rack Packing_with Wooden Crate | ODM PN | 373-0916 | 373-0916 | 373-0916 | 373-0916 | 373-0916 | 373-0916
| FB PN | TBD | TBD | TBD | TBD | TBD | TBD
| Vendor | Transpak | Transpak | Transpak | Transpak | Transpak | Transpak
| MPN | 373-0916 | 373-0916 | 373-0916 | 373-0916 | 373-0916 | 373-0916
| Quantity | 1 | 1 | 1 | 1 | 1 | 1
54 - Network Sub-assy , Clemente, PVT, NSF | ODM PN | 1A72H7J00-600-G | 1A72H7J00-600-G | 1A72H7J00-600-G | 1A72H7J00-600-G | 1A72H7J00-600-G | 1A72H7J00-600-G
| FB PN | 54-100107 | 54-100107 | 54-100107 | 54-100107 | 54-100107 | 54-100107
| Vendor | FOXCONN/EPD2 | FOXCONN/EPD2 | FOXCONN/EPD2 | FOXCONN/EPD2 | FOXCONN/EPD2 | FOXCONN/EPD2
| MPN | 1A72H7J00-600-G | 1A72H7J00-600-G | 1A72H7J00-600-G | 1A72H7J00-600-G | 1A72H7J00-600-G | 1A72H7J00-600-G
| Quantity | 1 | 1 | 1 | 1 | 1 | 1
20 - Minipack3 ORV3 DC bundle (include PSU + power cord) | ODM PN | TEMP-S000234481 | TEMP-S000234481 | TEMP-S000234481 | TEMP-S000234481 | TEMP-S000234481 | TEMP-S000234481
| FB PN | 30-100062 | 30-100062 | 30-100062 | 30-100062 | 30-100062 | 30-100062
| Vendor | Celestica | Celestica | Celestica | Celestica | Celestica | Celestica
| MPN | R3214-F9013-A3 | R3214-F9013-A3 | R3214-F9013-A3 | R3214-F9013-A3 | R3214-F9013-A3 | R3214-F9013-A3
| Quantity | 1 | 1 | 1 | 1 | 1 | 1
27- MiniPack3 Outer shelf | ODM PN | TEMP-S000227194 | TEMP-S000227194 | TEMP-S000227194 | TEMP-S000227194 | TEMP-S000227194 | TEMP-S000227194
| FB PN | 27-100124 | 27-100124 | 27-100124 | 27-100124 | 27-100124 | 27-100124
| Vendor | IMG | IMG | IMG | IMG | IMG | IMG
| MPN | R4002-F0101-03 | R4002-F0101-03 | R4002-F0101-03 | R4002-F0101-03 | R4002-F0101-03 | R4002-F0101-03
| Quantity | 1 | 1 | 1 | 1 | 1 | 1
20- Management Switch 7010, come with tray | ODM PN | TEMP-S000222287 | TEMP-S000222287 | TEMP-S000222287 | TEMP-S000222287 | TEMP-S000222287 | TEMP-S000222287
| FB PN | 20-100100 | 20-100100 | 20-100100 | 20-100100 | 20-100100 | 20-100100
| Vendor | Arista | Arista | Arista | Arista | Arista | Arista
| MPN | FB-7010TX-48C-DC-RV3-F | FB-7010TX-48C-DC-RV3-F | FB-7010TX-48C-DC-RV3-F | FB-7010TX-48C-DC-RV3-F | FB-7010TX-48C-DC-RV3-F | FB-7010TX-48C-DC-RV3-F
| Quantity | 1 | 1 | 1 | 1 | 1 | 1
07- 800G AEC/DAC ( Compute/GPU tray to MP3 RTSW) - 1m | ODM PN | TEMP-S000235725 | TEMP-S000235670 | TEMP-S000235841 | TEMP-S000235725 | TEMP-S000235670 | TEMP-S000235841 |  | We will check it
| FB PN | 07-100822 | 07-100822 | 07-100822 | 07-100822 | 07-100822 | 07-100822
| Vendor | Credo | Molex | Amphenol | Credo | Molex | Amphenol
| MPN | Credo : CAC81X321A1B-C1-MT | Molex : 2253611217 | Amphenol : NNDGJA-F301 | Credo : CAC81X321A1B-C1-MT | Molex : 2253611217 | Amphenol : NNDGJA-F301
| Quantity | 56 | 56 | 56 | 56 | 56 | 56
07- 800G AEC/DAC ( Compute/GPU tray to MP3 RTSW) - 1.2m | ODM PN | TEMP-S000235724 | TEMP-S000235669 | TEMP-S000235842 | TEMP-S000235724 | TEMP-S000235669 | TEMP-S000235842
| FB PN | 07-100821 | 07-100821 | 07-100821 | 07-100821 | 07-100821 | 07-100821
| Vendor | Credo | Molex | Amphenol | Credo | Molex | Amphenol
| MPN | Credo : CAC812321A1B-C1-MT | Molex : 2253611218 | Amphenol : NNDGJA-F314 | Credo : CAC812321A1B-C1-MT | Molex : 2253611218 | Amphenol : NNDGJA-F314
| Quantity | 16 | 16 | 16 | 16 | 16 | 16
07- 800G OSFP to 2x400G OSFP DAC, 1.5 m | ODM PN | TEMP-S000235723 | TEMP-S000235838 | TEMP-S000230888 | TEMP-S000235723 | TEMP-S000235838 | TEMP-S000230888
| FB PN | 07-100711 | 07-100711 | 07-100711 | 07-100711 | 07-100711 | 07-100711
| Vendor | Amphenol | TE | Molex | Amphenol | TE | Molex
| MPN | Amphenol : NND1DE-F307 | TE : 1-2494894-1 | Molex : 2111776115 | Amphenol : NND1DE-F307 | TE : 1-2494894-1 | Molex : 2111776115
| Quantity | 6 | 6 | 6 | 6 | 6 | 6
07- 800G OSFP to 2x400G OSFP DAC, 1.7 m | ODM PN | TEMP-S000236285 | TEMP-S000230889 | TEMP-S000235722 | TEMP-S000236285 | TEMP-S000230889 | TEMP-S000235722
| FB PN | 07-100957 | 07-100957 | 07-100957 | 07-100957 | 07-100957 | 07-100957
| Vendor | Amphenol | TE | Molex | Amphenol | TE | Molex
| MPN | Amphenol : NND1DE-F336 | TE : 2494894-9 | Molex : 2111776117 | Amphenol : NND1DE-F336 | TE : 2494894-9 | Molex : 2111776117
| Quantity | 4 | 4 | 4 | 4 | 4 | 4
07- 800G OSFP to 2x400G OSFP DAC, 2.2 m | ODM PN | TEMP-S000236286 | TEMP-S000235840 | TEMP-S000235839 | TEMP-S000236286 | TEMP-S000235840 | TEMP-S000235839
| FB PN | 07-100958 | 07-100958 | 07-100958 | 07-100958 | 07-100958 | 07-100958
| Vendor | Amphenol | TE | Molex | Amphenol | TE | Molex
| MPN | Amphenol : NND1DM-F330 | TE : 2498990-5 | Molex : 2111776322 | Amphenol : NND1DM-F330 | TE : 2498990-5 | Molex : 2111776322
| Quantity | 8 | 8 | 8 | 8 | 8 | 8
07- 10G DAC -2500mm (SFP+ to SFP+) | ODM PN | LXP : TEMP-S000222299 Bellwether : TEMP-S000230893 | LXP : TEMP-S000222299 Bellwether : TEMP-S000230893 | LXP : TEMP-S000222299 Bellwether : TEMP-S000230893 | LXP : TEMP-S000222299 Bellwether : TEMP-S000230893 | LXP : TEMP-S000222299 Bellwether : TEMP-S000230893 | LXP : TEMP-S000222299 Bellwether : TEMP-S000230893 |  | add LPX、Bellwether depiction
| FB PN | 07-100679 | 07-100679 | 07-100679 | 07-100679 | 07-100679 | 07-100679
| Vendor | LXP/ Bellwether | LXP/ Bellwether | LXP/ Bellwether | LXP/ Bellwether | LXP/ Bellwether | LXP/ Bellwether
| MPN | LXP : L02SF085-SD-H Bellwether : 76697-904W | LXP : L02SF085-SD-H Bellwether : 76697-904W | LXP : L02SF085-SD-H Bellwether : 76697-904W | LXP : L02SF085-SD-H Bellwether : 76697-904W | LXP : L02SF085-SD-H Bellwether : 76697-904W | LXP : L02SF085-SD-H Bellwether : 76697-904W
| Quantity | 1 | 1 | 1 | 1 | 1 | 1
07- 10G DAC -2500mm (SFP+ to QSFP28) | ODM PN | LXP : TEMP-S000227577 Bellwether : TEMP-S000230894 | LXP : TEMP-S000227577 Bellwether : TEMP-S000230894 | LXP : TEMP-S000227577 Bellwether : TEMP-S000230894 | LXP : TEMP-S000227577 Bellwether : TEMP-S000230894 | LXP : TEMP-S000227577 Bellwether : TEMP-S000230894 | LXP : TEMP-S000227577 Bellwether : TEMP-S000230894 |  | add LPX、Bellwether depiction
| FB PN | 07-100676 | 07-100676 | 07-100676 | 07-100676 | 07-100676 | 07-100676
| Vendor | LXP/ Bellwether | LXP/ Bellwether | LXP/ Bellwether | LXP/ Bellwether | LXP/ Bellwether | LXP/ Bellwether
| MPN | LXP : L02QF025-SD-H Bellwether : 76697-903W | LXP : L02QF025-SD-H Bellwether : 76697-903W | LXP : L02QF025-SD-H Bellwether : 76697-903W | LXP : L02QF025-SD-H Bellwether : 76697-903W | LXP : L02QF025-SD-H Bellwether : 76697-903W | LXP : L02QF025-SD-H Bellwether : 76697-903W
| Quantity | 2 --> 1 | 2 --> 1 | 2 --> 1 | 2 --> 1 | 2 --> 1 | 2 --> 1 |  | Why does the number of cables need to be reduced by 1?
07- 10G DAC - RESW to RASW - 2500mm | ODM PN | TBD | TBD | TBD | TBD | TBD | TBD
| FB PN | 07-100970 | 07-100970 | 07-100970 | 07-100970 | 07-100970 | 07-100970
| Vendor | TBD | TBD | TBD | TBD | TBD | TBD |  | According to the discussion between Dino and Jaret, this cable will not be added to the BOM.
| MPN | TBD | TBD | TBD | TBD | TBD | TBD
| Quantity | 1 | 1 | 1 | 1 | 1 | 1
07- RJ45 Cable, shield, Yellow - 300mm | ODM PN | GLE : TEMP-S000235673 Bellwether : TEMP-S000235721 | GLE : TEMP-S000235673 Bellwether : TEMP-S000235721 | GLE : TEMP-S000235673 Bellwether : TEMP-S000235721 | GLE : TEMP-S000235673 Bellwether : TEMP-S000235721 | GLE : TEMP-S000235673 Bellwether : TEMP-S000235721 | GLE : TEMP-S000235673 Bellwether : TEMP-S000235721 |  | add LPX、Bellwether depiction
| FB PN | 07-100959 | 07-100959 | 07-100959 | 07-100959 | 07-100959 | 07-100959
| Vendor | GLE/ Bellwether | GLE/ Bellwether | GLE/ Bellwether | GLE/ Bellwether | GLE/ Bellwether | GLE/ Bellwether
| MPN | GLE : WJE250706B Bellwether : 76183-460R | GLE : WJE250706B Bellwether : 76183-460R | GLE : WJE250706B Bellwether : 76183-460R | GLE : WJE250706B Bellwether : 76183-460R | GLE : WJE250706B Bellwether : 76183-460R | GLE : WJE250706B Bellwether : 76183-460R
| Quantity | 4 | 4 | 4 | 4 | 4 | 4
07- RJ45 Cable, shield, Yellow - 1000mm | ODM PN | GLE : TEMP-S000222302 Bellwether : TEMP-S000235719 | GLE : TEMP-S000222302 Bellwether : TEMP-S000235719 | GLE : TEMP-S000222302 Bellwether : TEMP-S000235719 | GLE : TEMP-S000222302 Bellwether : TEMP-S000235719 | GLE : TEMP-S000222302 Bellwether : TEMP-S000235719 | GLE : TEMP-S000222302 Bellwether : TEMP-S000235719 |  | add GLE、Bellwether depiction
| FB PN | 07-100353 | 07-100353 | 07-100353 | 07-100353 | 07-100353 | 07-100353
| Vendor | GLE/ Bellwether | GLE/ Bellwether | GLE/ Bellwether | GLE/ Bellwether | GLE/ Bellwether | GLE/ Bellwether
| MPN | GLE : WJE240762B Bellwether : 76183-461R | GLE : WJE240762B Bellwether : 76183-461R | GLE : WJE240762B Bellwether : 76183-461R | GLE : WJE240762B Bellwether : 76183-461R | GLE : WJE240762B Bellwether : 76183-461R | GLE : WJE240762B Bellwether : 76183-461R
| Quantity | 10 --> 5 | 10 --> 5 | 10 --> 5 | 10 --> 5 | 10 --> 5 | 10 --> 5
07- RJ45 Cable, shield, Yellow - 1200mm | ODM PN | GLE : TEMP-S000222304 Bellwether : TEMP-S000235718 | GLE : TEMP-S000222304 Bellwether : TEMP-S000235718 | GLE : TEMP-S000222304 Bellwether : TEMP-S000235718 | GLE : TEMP-S000222304 Bellwether : TEMP-S000235718 | GLE : TEMP-S000222304 Bellwether : TEMP-S000235718 | GLE : TEMP-S000222304 Bellwether : TEMP-S000235718 |  | add GLE、Bellwether depiction
| FB PN | 07-100355 | 07-100355 | 07-100355 | 07-100355 | 07-100355 | 07-100355
| Vendor | GLE/ Bellwether | GLE/ Bellwether | GLE/ Bellwether | GLE/ Bellwether | GLE/ Bellwether | GLE/ Bellwether
| MPN | GLE : WJE240791B Bellwether : 76183-462R | GLE : WJE240791B Bellwether : 76183-462R | GLE : WJE240791B Bellwether : 76183-462R | GLE : WJE240791B Bellwether : 76183-462R | GLE : WJE240791B Bellwether : 76183-462R | GLE : WJE240791B Bellwether : 76183-462R
| Quantity | 8 --> 4 | 8 --> 4 | 8 --> 4 | 8 --> 4 | 8 --> 4 | 8 --> 4 |  | This Quantity need modify?
07- RJ45 Cable, shield, Yellow - 1550mm | ODM PN | GLE : TEMP-S000235674 Bellwether : TEMP-S000235720 | GLE : TEMP-S000235674 Bellwether : TEMP-S000235720 | GLE : TEMP-S000235674 Bellwether : TEMP-S000235720 | GLE : TEMP-S000235674 Bellwether : TEMP-S000235720 | GLE : TEMP-S000235674 Bellwether : TEMP-S000235720 | GLE : TEMP-S000235674 Bellwether : TEMP-S000235720 |  | add GLE、Bellwether depiction
| FB PN | 07-100960 | 07-100960 | 07-100960 | 07-100960 | 07-100960 | 07-100960
| Vendor | GLE/ Bellwether | GLE/ Bellwether | GLE/ Bellwether | GLE/ Bellwether | GLE/ Bellwether | GLE/ Bellwether
| MPN | GLE : WJE250716B Bellwether : 76183-463R | GLE : WJE250716B Bellwether : 76183-463R | GLE : WJE250716B Bellwether : 76183-463R | GLE : WJE250716B Bellwether : 76183-463R | GLE : WJE250716B Bellwether : 76183-463R | GLE : WJE250716B Bellwether : 76183-463R
| Quantity | 10 | 10 | 10 | 10 | 10 | 10
07- RJ45 Cable, shield, Yellow - 1800mm | ODM PN | GLE : TEMP-S000222323 Bellwether : TEMP-S000235715 | GLE : TEMP-S000222323 Bellwether : TEMP-S000235715 | GLE : TEMP-S000222323 Bellwether : TEMP-S000235715 | GLE : TEMP-S000222323 Bellwether : TEMP-S000235715 | GLE : TEMP-S000222323 Bellwether : TEMP-S000235715 | GLE : TEMP-S000222323 Bellwether : TEMP-S000235715 |  | add GLE、Bellwether depiction
| FB PN | 07-100390 | 07-100390 | 07-100390 | 07-100390 | 07-100390 | 07-100390
| Vendor | GLE/ Bellwether | GLE/ Bellwether | GLE/ Bellwether | GLE/ Bellwether | GLE/ Bellwether | GLE/ Bellwether
| MPN | GLE : WJE240797B Bellwether : 76183-464R | GLE : WJE240797B Bellwether : 76183-464R | GLE : WJE240797B Bellwether : 76183-464R | GLE : WJE240797B Bellwether : 76183-464R | GLE : WJE240797B Bellwether : 76183-464R | GLE : WJE240797B Bellwether : 76183-464R
| Quantity | 9 | 9 | 9 | 9 | 9 | 9
07- RJ45 Cable, shield, Yellow - 2000mm | ODM PN | GLE : TEMP-S000222325 Bellwether : TEMP-S000235714 | GLE : TEMP-S000222325 Bellwether : TEMP-S000235714 | GLE : TEMP-S000222325 Bellwether : TEMP-S000235714 | GLE : TEMP-S000222325 Bellwether : TEMP-S000235714 | GLE : TEMP-S000222325 Bellwether : TEMP-S000235714 | GLE : TEMP-S000222325 Bellwether : TEMP-S000235714 |  | We will check it
| FB PN | 07-100392 | 07-100392 | 07-100392 | 07-100392 | 07-100392 | 07-100392
| Vendor | GLE/ Bellwether | GLE/ Bellwether | GLE/ Bellwether | GLE/ Bellwether | GLE/ Bellwether | GLE/ Bellwether
| MPN | GLE : WJE240799B Bellwether : 76183-457R Bellwether : 76183-465R | GLE : WJE240799B Bellwether : 76183-457R Bellwether : 76183-465R | GLE : WJE240799B Bellwether : 76183-457R Bellwether : 76183-465R | GLE : WJE240799B Bellwether : 76183-457R Bellwether : 76183-465R | GLE : WJE240799B Bellwether : 76183-457R Bellwether : 76183-465R | GLE : WJE240799B Bellwether : 76183-457R Bellwether : 76183-465R
| Quantity | 10 -> 8 | 10 -> 8 | 10 -> 8 | 10 -> 8 | 10 -> 8 | 10 -> 8 | Changed Quantity to 8 per confirmation from PQE
07- RJ45 Cable, shield, Yellow - 2500mm | ODM PN | GLE :TEMP-S000222309 Bellwether : TEMP-S000236670 | GLE :TEMP-S000222309 Bellwether : TEMP-S000236670 | GLE :TEMP-S000222309 Bellwether : TEMP-S000236670 | GLE :TEMP-S000222309 Bellwether : TEMP-S000236670 | GLE :TEMP-S000222309 Bellwether : TEMP-S000236670 | GLE :TEMP-S000222309 Bellwether : TEMP-S000236670
| FB PN | 07-100363 | 07-100363 | 07-100363 | 07-100363 | 07-100363 | 07-100363 | Added new FBPN per confirmation from PQE
| Vendor | GLE/ Bellwether | GLE/ Bellwether | GLE/ Bellwether | GLE/ Bellwether | GLE/ Bellwether | GLE/ Bellwether
| MPN | GLE : WJE240801B Bellwether : 76183-466R | GLE : WJE240801B Bellwether : 76183-466R | GLE : WJE240801B Bellwether : 76183-466R | GLE : WJE240801B Bellwether : 76183-466R | GLE : WJE240801B Bellwether : 76183-466R | GLE : WJE240801B Bellwether : 76183-466R
| Quantity | 2 | 2 | 2 | 2 | 2 | 2
07- RJ45 Cable, shield, Yellow -6500mm | ODM PN | GLE : TEMP-S000236604 Bellwether : TEMP-S000236597 | GLE : TEMP-S000236604 Bellwether : TEMP-S000236597 | GLE : TEMP-S000236604 Bellwether : TEMP-S000236597 | GLE : TEMP-S000236604 Bellwether : TEMP-S000236597 | GLE : TEMP-S000236604 Bellwether : TEMP-S000236597 | GLE : TEMP-S000236604 Bellwether : TEMP-S000236597 | 07-100961 is for 5000mm
| FB PN | 07-100961 | 07-100961 | 07-100961 | 07-100961 | 07-100961 | 07-100961
| Vendor | GLE/ Bellwether | GLE/ Bellwether | GLE/ Bellwether | GLE/ Bellwether | GLE/ Bellwether | GLE/ Bellwether
| MPN | GLE : WJE240850B Bellwether : 76183-469R | GLE : WJE240850B Bellwether : 76183-469R | GLE : WJE240850B Bellwether : 76183-469R | GLE : WJE240850B Bellwether : 76183-469R | GLE : WJE240850B Bellwether : 76183-469R | GLE : WJE240850B Bellwether : 76183-469R
| Quantity | 6 | 6 | 6 | 6 | 6 | 6
07- RJ45 Cable, shield, GREEN, 600mm | ODM PN | GLE : TEMP-S000235705 Bellwether : TEMP-S000235706 | GLE : TEMP-S000235705 Bellwether : TEMP-S000235706 | GLE : TEMP-S000235705 Bellwether : TEMP-S000235706 | GLE : TEMP-S000235705 Bellwether : TEMP-S000235706 | GLE : TEMP-S000235705 Bellwether : TEMP-S000235706 | GLE : TEMP-S000235705 Bellwether : TEMP-S000235706
| FB PN | 07-100962 | 07-100962 | 07-100962 | 07-100962 | 07-100962 | 07-100962
| Vendor | GLE/ Bellwether | GLE/ Bellwether | GLE/ Bellwether | GLE/ Bellwether | GLE/ Bellwether | GLE/ Bellwether
| MPN | GLE : WJE250718B Bellwether : 76183-470R | GLE : WJE250718B Bellwether : 76183-470R | GLE : WJE250718B Bellwether : 76183-470R | GLE : WJE250718B Bellwether : 76183-470R | GLE : WJE250718B Bellwether : 76183-470R | GLE : WJE250718B Bellwether : 76183-470R
| Quantity | 2 | 2 | 2 | 2 | 2 | 2
07- RJ45 Cable, no shield - NVSW_CP to Management Switch - 1000mm | ODM PN | GLE : TEMP-S000240451 Bellwether : TEMP-S000240449 | GLE : TEMP-S000240451 Bellwether : TEMP-S000240449 | GLE : TEMP-S000240451 Bellwether : TEMP-S000240449 | GLE : TEMP-S000240451 Bellwether : TEMP-S000240449 | GLE : TEMP-S000240451 Bellwether : TEMP-S000240449 | GLE : TEMP-S000240451 Bellwether : TEMP-S000240449 |  | Update ODM PN
| FB PN | 07-100971 | 07-100971 | 07-100971 | 07-100971 | 07-100971 | 07-100971
| Vendor | GLE/ Bellwether | GLE/ Bellwether | GLE/ Bellwether | GLE/ Bellwether | GLE/ Bellwether | GLE/ Bellwether
| MPN | GLE : WJE251175B Bellwether : 76183-478R | GLE : WJE251175B Bellwether : 76183-478R | GLE : WJE251175B Bellwether : 76183-478R | GLE : WJE251175B Bellwether : 76183-478R | GLE : WJE251175B Bellwether : 76183-478R | GLE : WJE251175B Bellwether : 76183-478R |  | Update MPN
| Quantity | 5 | 5 | 5 | 5 | 5 | 5
07- RJ45 Cable, no shield - NVSW_CP to Management Switch - 1200mm | ODM PN | GLE : TEMP-S000240452 Bellwether : TEMP-S000240450 | GLE : TEMP-S000240452 Bellwether : TEMP-S000240450 | GLE : TEMP-S000240452 Bellwether : TEMP-S000240450 | GLE : TEMP-S000240452 Bellwether : TEMP-S000240450 | GLE : TEMP-S000240452 Bellwether : TEMP-S000240450 | GLE : TEMP-S000240452 Bellwether : TEMP-S000240450 |  | Update ODM PN
| FB PN | 07-100972 | 07-100972 | 07-100972 | 07-100972 | 07-100972 | 07-100972
| Vendor | GLE/ Bellwether | GLE/ Bellwether | GLE/ Bellwether | GLE/ Bellwether | GLE/ Bellwether | GLE/ Bellwether
| MPN | GLE : WJE251176B Bellwether : 76183-479R | GLE : WJE251176B Bellwether : 76183-479R | GLE : WJE251176B Bellwether : 76183-479R | GLE : WJE251176B Bellwether : 76183-479R | GLE : WJE251176B Bellwether : 76183-479R | GLE : WJE251176B Bellwether : 76183-479R |  | Update MPN
| Quantity | 4 | 4 | 4 | 4 | 4 | 4
07- RJ45 Cable, shield, GREEN, 1300mm | ODM PN | GLE : TEMP-S000235707 Bellwether : TEMP-S000235708 | GLE : TEMP-S000235707 Bellwether : TEMP-S000235708 | GLE : TEMP-S000235707 Bellwether : TEMP-S000235708 | GLE : TEMP-S000235707 Bellwether : TEMP-S000235708 | GLE : TEMP-S000235707 Bellwether : TEMP-S000235708 | GLE : TEMP-S000235707 Bellwether : TEMP-S000235708
| FB PN | 07-100963 | 07-100963 | 07-100963 | 07-100963 | 07-100963 | 07-100963
| Vendor | GLE/ Bellwether | GLE/ Bellwether | GLE/ Bellwether | GLE/ Bellwether | GLE/ Bellwether | GLE/ Bellwether
| MPN | GLE : WJE250719B Bellwether : 76183-471R | GLE : WJE250719B Bellwether : 76183-471R | GLE : WJE250719B Bellwether : 76183-471R | GLE : WJE250719B Bellwether : 76183-471R | GLE : WJE250719B Bellwether : 76183-471R | GLE : WJE250719B Bellwether : 76183-471R
| Quantity | 2 | 2 | 2 | 2 | 2 | 2
07- RJ45 Cable, shield, GREEN, 1800mm | ODM PN | GLE : TEMP-S000235717 Bellwether : TEMP-S000236708 | GLE : TEMP-S000235717 Bellwether : TEMP-S000236708 | GLE : TEMP-S000235717 Bellwether : TEMP-S000236708 | GLE : TEMP-S000235717 Bellwether : TEMP-S000236708 | GLE : TEMP-S000235717 Bellwether : TEMP-S000236708 | GLE : TEMP-S000235717 Bellwether : TEMP-S000236708
| FB PN | 07-100964 | 07-100964 | 07-100964 | 07-100964 | 07-100964 | 07-100964
| Vendor | GLE/ Bellwether | GLE/ Bellwether | GLE/ Bellwether | GLE/ Bellwether | GLE/ Bellwether | GLE/ Bellwether
| MPN | GLE : WJE250720B Bellwether : 76183-464R | GLE : WJE250720B Bellwether : 76183-464R | GLE : WJE250720B Bellwether : 76183-464R | GLE : WJE250720B Bellwether : 76183-464R | GLE : WJE250720B Bellwether : 76183-464R | GLE : WJE250720B Bellwether : 76183-464R
| Quantity | 6 | 6 | 6 | 6 | 6 | 6
07- RJ45 Cable, shield, GREEN, 2000mm | ODM PN | GLE : TEMP-S000235713 Bellwether : TEMP-S000236677 | GLE : TEMP-S000235713 Bellwether : TEMP-S000236677 | GLE : TEMP-S000235713 Bellwether : TEMP-S000236677 | GLE : TEMP-S000235713 Bellwether : TEMP-S000236677 | GLE : TEMP-S000235713 Bellwether : TEMP-S000236677 | GLE : TEMP-S000235713 Bellwether : TEMP-S000236677
| FB PN | 07-100965 | 07-100965 | 07-100965 | 07-100965 | 07-100965 | 07-100965
| Vendor | GLE/ Bellwether | GLE/ Bellwether | GLE/ Bellwether | GLE/ Bellwether | GLE/ Bellwether | GLE/ Bellwether
| MPN | GLE : WJE250704B Bellwether : 76183-475R | GLE : WJE250704B Bellwether : 76183-475R | GLE : WJE250704B Bellwether : 76183-475R | GLE : WJE250704B Bellwether : 76183-475R | GLE : WJE250704B Bellwether : 76183-475R | GLE : WJE250704B Bellwether : 76183-475R
| Quantity | 6 | 6 | 6 | 6 | 6 | 6
07- RJ45 Cable, shield, GREEN, 2100mm | ODM PN | GLE : TEMP-S000235711 Bellwether : TEMP-S000235712 | GLE : TEMP-S000235711 Bellwether : TEMP-S000235712 | GLE : TEMP-S000235711 Bellwether : TEMP-S000235712 | GLE : TEMP-S000235711 Bellwether : TEMP-S000235712 | GLE : TEMP-S000235711 Bellwether : TEMP-S000235712 | GLE : TEMP-S000235711 Bellwether : TEMP-S000235712
| FB PN | 07-100966 | 07-100966 | 07-100966 | 07-100966 | 07-100966 | 07-100966
| Vendor | GLE/ Bellwether | GLE/ Bellwether | GLE/ Bellwether | GLE/ Bellwether | GLE/ Bellwether | GLE/ Bellwether
| MPN | GLE : WJE250721B Bellwether : 76183-476R | GLE : WJE250721B Bellwether : 76183-476R | GLE : WJE250721B Bellwether : 76183-476R | GLE : WJE250721B Bellwether : 76183-476R | GLE : WJE250721B Bellwether : 76183-476R | GLE : WJE250721B Bellwether : 76183-476R
| Quantity | 6 | 6 | 6 | 6 | 6 | 6
07- RJ45 Cable, shield, GREEN, 2800mm | ODM PN | GLE : TEMP-S000235710 Bellwether : TEMP-S000235709 | GLE : TEMP-S000235710 Bellwether : TEMP-S000235709 | GLE : TEMP-S000235710 Bellwether : TEMP-S000235709 | GLE : TEMP-S000235710 Bellwether : TEMP-S000235709 | GLE : TEMP-S000235710 Bellwether : TEMP-S000235709 | GLE : TEMP-S000235710 Bellwether : TEMP-S000235709
| FB PN | 07-100967 | 07-100967 | 07-100967 | 07-100967 | 07-100967 | 07-100967
| Vendor | GLE/ Bellwether | GLE/ Bellwether | GLE/ Bellwether | GLE/ Bellwether | GLE/ Bellwether | GLE/ Bellwether
| MPN | GLE : WJE250722B Bellwether : 76183-477R | GLE : WJE250722B Bellwether : 76183-477R | GLE : WJE250722B Bellwether : 76183-477R | GLE : WJE250722B Bellwether : 76183-477R | GLE : WJE250722B Bellwether : 76183-477R | GLE : WJE250722B Bellwether : 76183-477R
| Quantity | 2 | 2 | 2 | 2 | 2 | 2
07- Leakage sensor RJ45 cable - 5600mm | ODM PN | TEMP-S000222267 TEMP-S000230369 TEMP-S000231548 TEMP-S000232704 | TEMP-S000222267 TEMP-S000230369 TEMP-S000231548 TEMP-S000232704 | TEMP-S000222267 TEMP-S000230369 TEMP-S000231548 TEMP-S000232704 | TEMP-S000222267 TEMP-S000230369 TEMP-S000231548 TEMP-S000232704 | TEMP-S000222267 TEMP-S000230369 TEMP-S000231548 TEMP-S000232704 | TEMP-S000222267 TEMP-S000230369 TEMP-S000231548 TEMP-S000232704
| FB PN | 07-100524 | 07-100524 | 07-100524 | 07-100524 | 07-100524 | 07-100524 | Reactivated
| Vendor | Amphenol/ JPC/ Molex | Amphenol/ JPC/ Molex | Amphenol/ JPC/ Molex | Amphenol/ JPC/ Molex | Amphenol/ JPC/ Molex | Amphenol/ JPC/ Molex
| MPN | Amphenpl : HWHHW-AA08 Amphenpl : HWHHW-BF76 JPC : PCB012701444-1 Molex : 686031212 | Amphenpl : HWHHW-AA08 Amphenpl : HWHHW-BF76 JPC : PCB012701444-1 Molex : 686031212 | Amphenpl : HWHHW-AA08 Amphenpl : HWHHW-BF76 JPC : PCB012701444-1 Molex : 686031212 | Amphenpl : HWHHW-AA08 Amphenpl : HWHHW-BF76 JPC : PCB012701444-1 Molex : 686031212 | Amphenpl : HWHHW-AA08 Amphenpl : HWHHW-BF76 JPC : PCB012701444-1 Molex : 686031212 | Amphenpl : HWHHW-AA08 Amphenpl : HWHHW-BF76 JPC : PCB012701444-1 Molex : 686031212
| Quantity | 1 | 1 | 1 | 1 | 1 | 1
07- Hot RMF leakage sensor cable - 5500mm | ODM PN | TEMP-S000230781 TEMP-S000231549 TEMP-S000232705 | TEMP-S000230781 TEMP-S000231549 TEMP-S000232705 | TEMP-S000230781 TEMP-S000231549 TEMP-S000232705 | TEMP-S000230781 TEMP-S000231549 TEMP-S000232705 | TEMP-S000230781 TEMP-S000231549 TEMP-S000232705 | TEMP-S000230781 TEMP-S000231549 TEMP-S000232705
| FB PN | 07-100968 | 07-100968 | 07-100968 | 07-100968 | 07-100968 | 07-100968
| Vendor | Amphenol/ JPC/ Molex | Amphenol/ JPC/ Molex | Amphenol/ JPC/ Molex | Amphenol/ JPC/ Molex | Amphenol/ JPC/ Molex | Amphenol/ JPC/ Molex
| MPN | Amphenpl : HWHHW-AW42 JPC : PCB012701444-3 Molex : 686031211 | Amphenpl : HWHHW-AW42 JPC : PCB012701444-3 Molex : 686031211 | Amphenpl : HWHHW-AW42 JPC : PCB012701444-3 Molex : 686031211 | Amphenpl : HWHHW-AW42 JPC : PCB012701444-3 Molex : 686031211 | Amphenpl : HWHHW-AW42 JPC : PCB012701444-3 Molex : 686031211 | Amphenpl : HWHHW-AW42 JPC : PCB012701444-3 Molex : 686031211
| Quantity | 2 --> 3 | 2 --> 3 | 2 --> 3 | 2 --> 3 | 2 --> 3 | 2 --> 3 |  | Why does the number of cables need to be increased to 3?
07- Cold RMF leakage sensor cable - 6500mm | ODM PN | TEMP-S000230782 TEMP-S000231550 TEMP-S000232706 | TEMP-S000230782 TEMP-S000231550 TEMP-S000232706 | TEMP-S000230782 TEMP-S000231550 TEMP-S000232706 | TEMP-S000230782 TEMP-S000231550 TEMP-S000232706 | TEMP-S000230782 TEMP-S000231550 TEMP-S000232706 | TEMP-S000230782 TEMP-S000231550 TEMP-S000232706
| FB PN | 07-100969 | 07-100969 | 07-100969 | 07-100969 | 07-100969 | 07-100969
| Vendor | Amphenol/ JPC/ Molex | Amphenol/ JPC/ Molex | Amphenol/ JPC/ Molex | Amphenol/ JPC/ Molex | Amphenol/ JPC/ Molex | Amphenol/ JPC/ Molex
| MPN | Amphenpl : HWHHW-AW41 JPC : PCB012701444-2 Molex : 686031210 | Amphenpl : HWHHW-AW41 JPC : PCB012701444-2 Molex : 686031210 | Amphenpl : HWHHW-AW41 JPC : PCB012701444-2 Molex : 686031210 | Amphenpl : HWHHW-AW41 JPC : PCB012701444-2 Molex : 686031210 | Amphenpl : HWHHW-AW41 JPC : PCB012701444-2 Molex : 686031210 | Amphenpl : HWHHW-AW41 JPC : PCB012701444-2 Molex : 686031210
| Quantity | 1 | 1 | 1 | 1 | 1 | 1
23- 2x200G FR4 LC Fiber Cable - 3000mm | ODM PN | [6 empty] | Will be added to 466-Kit
| FB PN | 23-005694 | 23-005694 | 23-005694 | 23-005694 | 23-005694 | 23-005694
Vendor
MPN
| Quantity | 2 | 2 | 2 | 2 | 2 | 2
24- Optics Transceiver | ODM PN
| FB PN | 24-000815 | 24-000815 | 24-000815 | 24-000815 | 24-000815 | 24-000815
Vendor
MPN
| Quantity | 2 | 2 | 2 | 2 | 2 | 2
Termination plug, 120 ohm | ODM PN | TEMP-S000227590 | TEMP-S000227590 | TEMP-S000227590 | TEMP-S000227590 | TEMP-S000227590 | TEMP-S000227590
| FB PN | 27-100417 | 27-100417 | 27-100417 | 27-100417 | 27-100417 | 27-100417
| Vendor | Amphenol | Amphenol | Amphenol | Amphenol | Amphenol | Amphenol
| MPN | RJP-1MF-0002-HF | RJP-1MF-0002-HF | RJP-1MF-0002-HF | RJP-1MF-0002-HF | RJP-1MF-0002-HF | RJP-1MF-0002-HF
| Quantity | 1 | 1 | 1 | 1 | 1 | 1
1OU Pizza Box | ODM PN | TEMP-S000223211 | TEMP-S000223211 | TEMP-S000223211 | TEMP-S000223211 | TEMP-S000223211 | TEMP-S000223211
| FB PN | 05-000676 | 05-000676 | 05-000676 | 05-000676 | 05-000676 | 05-000676
| Vendor | Blue Rose Packaging | Blue Rose Packaging | Blue Rose Packaging | Blue Rose Packaging | Blue Rose Packaging | Blue Rose Packaging
| MPN | BRP-61425.ARB | BRP-61425.ARB | BRP-61425.ARB | BRP-61425.ARB | BRP-61425.ARB | BRP-61425.ARB
| Quantity | 1 -> 3 | 1 -> 3 | 1 -> 3 | 1 -> 3 | 1 -> 3 | 1 -> 3
2OU Pizza Box | ODM PN | TEMP-S000223212 | TEMP-S000223212 | TEMP-S000223212 | TEMP-S000223212 | TEMP-S000223212 | TEMP-S000223212
| FB PN | 05-000677 | 05-000677 | 05-000677 | 05-000677 | 05-000677 | 05-000677
| Vendor | Blue Rose Packaging | Blue Rose Packaging | Blue Rose Packaging | Blue Rose Packaging | Blue Rose Packaging | Blue Rose Packaging
| MPN | BRP-63320.ARB | BRP-63320.ARB | BRP-63320.ARB | BRP-63320.ARB | BRP-63320.ARB | BRP-63320.ARB
| Quantity | 3 -> 2 | 3 -> 2 | 3 -> 2 | 3 -> 2 | 3 -> 2 | 3 -> 2
GB300 - Crated Version Packaging (For IGS EPD2) | ODM PN | TEMP-S000239945 | TEMP-S000239945 | TEMP-S000239945 | TEMP-S000239945 | TEMP-S000239945 | TEMP-S000239945 |  | Use either Crated version or Crate-less version
| FB PN | TBD | TBD | TBD | TBD | TBD | TBD
| Vendor | Transpak | Transpak | Transpak | Transpak | Transpak | Transpak
| MPN | 373-0916 | 373-0916 | 373-0916 | 373-0916 | 373-0916 | 373-0916
| Quantity | 1 | 1 | 1 | 1 | 1 | 1
GB300 - Crate-less Packaging(For GDL) | ODM PN | TEMP-S000239946 | TEMP-S000239946 | TEMP-S000239946 | TEMP-S000239946 | TEMP-S000239946 | TEMP-S000239946 |  | Use either Crated version or Crate-less version
| FB PN | TBD | TBD | TBD | TBD | TBD | TBD
| Vendor | Transpak | Transpak | Transpak | Transpak | Transpak | Transpak
| MPN | 373-0915 | 373-0915 | 373-0915 | 373-0915 | 373-0915 | 373-0915
| Quantity | 1 | 1 | 1 | 1 | 1 | 1
GB300 - Support tower left | ODM PN | TBD | TBD | TBD | TBD | TBD | TBD
| FB PN | TBD | TBD | TBD | TBD | TBD | TBD
| Vendor | Transpak | Transpak | Transpak | Transpak | Transpak | Transpak
| MPN | 370-0402 | 370-0402 | 370-0402 | 370-0402 | 370-0402 | 370-0402
| Quantity | 2 | 2 | 2 | 2 | 2 | 2
GB300 - Support tower right | ODM PN | TBD | TBD | TBD | TBD | TBD | TBD
| FB PN | TBD | TBD | TBD | TBD | TBD | TBD
| Vendor | Transpak | Transpak | Transpak | Transpak | Transpak | Transpak
| MPN | 370-0403 | 370-0403 | 370-0403 | 370-0403 | 370-0403 | 370-0403
| Quantity | 2 | 2 | 2 | 2 | 2 | 2
Remark | Update
TBD
Delete

## PVT2 - L11 Build Matrix-DSF
For Meta
For Ingrasys
Ingrasys | Configuration | Config A | Config B | Config C | Config D | Config E | Config F | Config G | Config H | Meta Comments | Ingrasys Note
| Description | Rack Manifold : Cooler Master PVT2- 5.5K PSU/Power Shelf : AEI 800G DAC : Amphenol Transceivers (Optics) : Eoptolink Fiber Cables : Corning RMC: Ingrays Data Drive: Samsung | Rack Manifold : AVC PVT2- 5.5K PSU/Power Shelf : Delta 800G DAC : TE Transceivers (Optics) : Innolight Fiber Cables : Corning RMC: Ingrays Data Drive: Micron | Rack Manifold : Auras PVT2- 5.5K PSU/Power Shelf : AEI 800G DAC : Molex Transceivers (Optics) : Eoptolink Fiber Cables : Corning RMC: Ingrays Data Drive: WD | Rack Manifold : Cooler Master PVT2- 5.5K PSU/Power Shelf : Delta 800G DAC : Amphenol Transceivers (Optics) : Innolight Fiber Cables : Corning RMC: Ingrays Data Drive: Samsung | Rack Manifold : Cooler Master PVT2- 5.5K PSU/Power Shelf : AEI 800G DAC : Amphenol Transceivers (Optics) : Eoptolink Fiber Cables : Corning RMC: Quanta Data Drive: Samsung | Rack Manifold : AVC PVT2- 5.5K PSU/Power Shelf : Delta 800G DAC : TE Transceivers (Optics) : Innolight Fiber Cables : Corning RMC: Quanta Data Drive: Micron | Rack Manifold : Auras PVT2- 5.5K PSU/Power Shelf : AEI 800G DAC : Molex Transceivers (Optics) : Eoptolink Fiber Cables : Corning RMC: Quanta Data Drive: WD | Rack Manifold : Cooler Master PVT2- 5.5K PSU/Power Shelf : Delta 800G DAC : Amphenol Transceivers (Optics) : Innolight Fiber Cables : Corning RMC: Quanta Data Drive: Samsung
Rack Qty
Meta Clemente_L11 Rack ASSY, DSF | FBPN | 15-103112 | 15-103113 | 15-103114 | 15-103115 | 15-103116 | 15-103117 | 15-103118 | 15-103119
| ODM PN | 1A72LFJ00-600-G | 1A72LFH00-600-G | 1A72LFK00-600-G | 1A72LFG00-600-G | 1A72LFR00-600-G | 1A72LFP00-600-G | 1A72LFL00-600-G | 1A72LFM00-600-G
01- CI Compute Tray Assy | ODM PN | 1A72H7L00-600-G (Samsung) 1A72H7C00-600-G (Micron) 1A72H7M00-600-G (WD) | 1A72H7L00-600-G (Samsung) 1A72H7C00-600-G (Micron) 1A72H7M00-600-G (WD) | 1A72H7L00-600-G (Samsung) 1A72H7C00-600-G (Micron) 1A72H7M00-600-G (WD) | 1A72H7L00-600-G (Samsung) 1A72H7C00-600-G (Micron) 1A72H7M00-600-G (WD) | 1A72H7L00-600-G (Samsung) 1A72H7C00-600-G (Micron) 1A72H7M00-600-G (WD) | 1A72H7L00-600-G (Samsung) 1A72H7C00-600-G (Micron) 1A72H7M00-600-G (WD) | 1A72H7L00-600-G (Samsung) 1A72H7C00-600-G (Micron) 1A72H7M00-600-G (WD) | 1A72H7L00-600-G (Samsung) 1A72H7C00-600-G (Micron) 1A72H7M00-600-G (WD) |  | 4x 8TB E1.S 25mm data drives are not configured, is this normal?
| FB PN | 01-101380 | 01-101381 | 01-101382 | 01-101380 | 01-101380 | 01-101381 | 01-101382 | 01-101380
| Quantity | 18 | 18 | 18 | 18 | 18 | 18 | 18 | 18
01- CI RMC Tray Assy (IGS) FAB4 | ODM PN | 1A72GK400-600-G | 1A72GK400-600-G | 1A72GK400-600-G | 1A72GK400-600-G | 1A72GK400-600-G | 1A72GK400-600-G | 1A72GK400-600-G | 1A72GK400-600-G |  | Michael hopes that RMC will differentiate IGS and Quanta and each get an independent FBPN
| FB PN | 01-101333 | 01-101333 | 01-101333 | 01-101333 | 01-101333 | 01-101333 | 01-101333 | 01-101333 |  | need change?
| Vendor | IGS | IGS | IGS | IGS | IGS | IGS | IGS | IGS
| MPN | 1A72GK400-600-G | 1A72GK400-600-G | 1A72GK400-600-G | 1A72GK400-600-G | 1A72GK400-600-G | 1A72GK400-600-G | 1A72GK400-600-G | 1A72GK400-600-G
| Quantity | 1 | 1 | 1 | 1 | 0 | 0 | 0 | 0
01- CI RMC Tray Assy (Quanta) FAB4 | ODM PN | TEMP-S000235726 | TEMP-S000235726 | TEMP-S000235726 | TEMP-S000235726 | TEMP-S000235726 | TEMP-S000235726 | TEMP-S000235726 | TEMP-S000235726 |  | Michael hopes that RMC will differentiate IGS and Quanta and each get an independent FBPN
| FB PN | 01-101332 | 01-101332 | 01-101332 | 01-101332 | 01-101332 | 01-101332 | 01-101332 | 01-101332 |  | need change?
| Vendor | Quanta | Quanta | Quanta | Quanta | Quanta | Quanta | Quanta | Quanta
| MPN | 3RL05MA00A0 | 3RL05MA00A0 | 3RL05MA00A0 | 3RL05MA00A0 | 3RL05MA00A0 | 3RL05MA00A0 | 3RL05MA00A0 | 3RL05MA00A0
| Quantity | 0 | 0 | 0 | 0 | 1 | 1 | 1 | 1
466- Kit | FBPN | 466-100040 | 466-100040 | 466-100040 | 466-100040 | 466-100040 | 466-100040 | 466-100040 | 466-100040
| Quantity | 1 | 1 | 1 | 1 | 1 | 1 | 1 | 1
20 - CI NVSO Tray Assy | ODM PN | TEMP-S000239430 TEMP-S000243484 MCTEMP-S000243484 | TEMP-S000239430 TEMP-S000243484 MCTEMP-S000243484 | TEMP-S000239430 TEMP-S000243484 MCTEMP-S000243484 | TEMP-S000239430 TEMP-S000243484 MCTEMP-S000243484 | TEMP-S000239430 TEMP-S000243484 MCTEMP-S000243484 | TEMP-S000239430 TEMP-S000243484 MCTEMP-S000243484 | TEMP-S000239430 TEMP-S000243484 MCTEMP-S000243484 | TEMP-S000239430 TEMP-S000243484 MCTEMP-S000243484 |  | Do we need to create a new ODM PN?
| FB PN | 20-100201 | 20-100201 | 20-100201 | 20-100201 | 20-100201 | 20-100201 | 20-100201 | 20-100201
| Vendor | NVIDIA | NVIDIA | NVIDIA | NVIDIA | NVIDIA | NVIDIA | NVIDIA | NVIDIA
| MPN | 920-9K33R-00MV-GS0 | 920-9K33R-00MV-GS0 | 920-9K33R-00MV-GS0 | 920-9K33R-00MV-GS0 | 920-9K33R-00MV-GS0 | 920-9K33R-00MV-GS0 | 920-9K33R-00MV-GS0 | 920-9K33R-00MV-GS0
| Quantity | 9 | 9 | 9 | 9 | 9 | 9 | 9 | 9
55 - Rack & Power Sub-assy, PVT, DSF | ODM PN | 1A72GK500-600-GDS | 1A72GK500-600-GDS | 1A72GK500-600-GDS | 1A72GK500-600-GDS | 1A72GK500-600-GDS | 1A72GK500-600-GDS | 1A72GK500-600-GDS | 1A72GK500-600-GDS
| FB PN | 55-100207 | 55-100223 | 55-100207 | 55-100223 | 55-100207 | 55-100223 | 55-100207 | 55-100223
| Vendor | FOXCONN/EPD2 | FOXCONN/EPD2 | FOXCONN/EPD2 | FOXCONN/EPD2 | FOXCONN/EPD2 | FOXCONN/EPD2 | FOXCONN/EPD2 | FOXCONN/EPD2
| MPN | 1A72GK500-600-GDS | 1A72GK500-600-GDS | 1A72GK500-600-GDS | 1A72GK500-600-GDS | 1A72GK500-600-GDS | 1A72GK500-600-GDS | 1A72GK500-600-GDS | 1A72GK500-600-GDS
| Quantity | 1 | 1 | 1 | 1 | 1 | 1 | 1 | 1
06- IT Rack Frame | ODM PN | TEMP-S000229614 | TEMP-S000229614 | TEMP-S000229614 | TEMP-S000229614 | TEMP-S000229614 | TEMP-S000229614 | TEMP-S000229614 | TEMP-S000229614
| FB PN | 06-100018 | 06-100018 | 06-100018 | 06-100018 | 06-100018 | 06-100018 | 06-100018 | 06-100018
| Vendor | Rittal | Rittal | Rittal | Rittal | Rittal | Rittal | Rittal | Rittal
| MPN | 7844664 | 7844664 | 7844664 | 7844664 | 7844664 | 7844664 | 7844664 | 7844664
| Quantity | 1 | 1 | 1 | 1 | 1 | 1 | 1 | 1
Canister | ODM PN | 1A72B7000-600-G2 | 1A72B7000-600-G2 | 1A72B7000-600-G2 | 1A72B7000-600-G2 | 1A72B7000-600-G2 | 1A72B7000-600-G2 | 1A72B7000-600-G2 | 1A72B7000-600-G2
| FB PN | 27-100238 | 27-100238 | 27-100238 | 27-100238 | 27-100238 | 27-100238 | 27-100238 | 27-100238
| Quantity | 1 | 1 | 1 | 1 | 1 | 1 | 1 | 1
Cable Cartridge (Left/Right) | ODM PN | TEMP-S000239431 TEMP-S000243483 MCTEMP-S000243483 | TEMP-S000239431 TEMP-S000243483 MCTEMP-S000243483 | TEMP-S000239431 TEMP-S000243483 MCTEMP-S000243483 | TEMP-S000239431 TEMP-S000243483 MCTEMP-S000243483 | TEMP-S000239431 TEMP-S000243483 MCTEMP-S000243483 | TEMP-S000239431 TEMP-S000243483 MCTEMP-S000243483 | TEMP-S000239431 TEMP-S000243483 MCTEMP-S000243483 | TEMP-S000239431 TEMP-S000243483 MCTEMP-S000243483
| FB PN | 07-100580 | 07-100580 | 07-100580 | 07-100580 | 07-100580 | 07-100580 | 07-100580 | 07-100580
| Vendor | NVIDIA | NVIDIA | NVIDIA | NVIDIA | NVIDIA | NVIDIA | NVIDIA | NVIDIA
| MPN | 965-24972-0020-000 | 965-24972-0020-000 | 965-24972-0020-000 | 965-24972-0020-000 | 965-24972-0020-000 | 965-24972-0020-000 | 965-24972-0020-000 | 965-24972-0020-000
| Quantity | 4 | 4 | 4 | 4 | 4 | 4 | 4 | 4
27- ORV3 power shelf rail | ODM PN | TEMP-S000222271 | TEMP-S000222271 | TEMP-S000222271 | TEMP-S000222271 | TEMP-S000222271 | TEMP-S000222271 | TEMP-S000222271 | TEMP-S000222271
| FB PN | 27-001501 | 27-001501 | 27-001501 | 27-001501 | 27-001501 | 27-001501 | 27-001501 | 27-001501
| Vendor | Rittal | Rittal | Rittal | Rittal | Rittal | Rittal | Rittal | Rittal
| MPN | 7844557 | 7844557 | 7844557 | 7844557 | 7844557 | 7844557 | 7844557 | 7844557
| Quantity | 8 | 8 | 8 | 8 | 8 | 8 | 8 | 8
27- ORV3 IT rail | ODM PN | TEMP-S000222274 | TEMP-S000222274 | TEMP-S000222274 | TEMP-S000222274 | TEMP-S000222274 | TEMP-S000222274 | TEMP-S000222274 | TEMP-S000222274
| FB PN | 27-001499 | 27-001499 | 27-001499 | 27-001499 | 27-001499 | 27-001499 | 27-001499 | 27-001499
| Vendor | Rittal | Rittal | Rittal | Rittal | Rittal | Rittal | Rittal | Rittal
| MPN | 7844556 | 7844556 | 7844556 | 7844556 | 7844556 | 7844556 | 7844556 | 7844556
| Quantity | 3 | 3 | 3 | 3 | 3 | 3 | 3 | 3
27- MiniPack3 Railkit | ODM PN | TEMP-S000227145 | TEMP-S000227145 | TEMP-S000227145 | TEMP-S000227145 | TEMP-S000227145 | TEMP-S000227145 | TEMP-S000227145 | TEMP-S000227145
| FB PN | 27-001629 | 27-001629 | 27-001629 | 27-001629 | 27-001629 | 27-001629 | 27-001629 | 27-001629
| Vendor | KingSlide | KingSlide | KingSlide | KingSlide | KingSlide | KingSlide | KingSlide | KingSlide
| MPN | U602-625-IM | U602-625-IM | U602-625-IM | U602-625-IM | U602-625-IM | U602-625-IM | U602-625-IM | U602-625-IM
| Quantity | 1 | 1 | 1 | 1 | 1 | 1 | 1 | 1
27- L10 system rail kit | ODM PN | KS1: TEMP-S000222734 KS2: TEMP-S000222735 KS3: TEMP-S000222736 | KS1: TEMP-S000222734 KS2: TEMP-S000222735 KS3: TEMP-S000222736 | KS1: TEMP-S000222734 KS2: TEMP-S000222735 KS3: TEMP-S000222736 | KS1: TEMP-S000222734 KS2: TEMP-S000222735 KS3: TEMP-S000222736 | KS1: TEMP-S000222734 KS2: TEMP-S000222735 KS3: TEMP-S000222736 | KS1: TEMP-S000222734 KS2: TEMP-S000222735 KS3: TEMP-S000222736 | KS1: TEMP-S000222734 KS2: TEMP-S000222735 KS3: TEMP-S000222736 | KS1: TEMP-S000222734 KS2: TEMP-S000222735 KS3: TEMP-S000222736
| FB PN | 27-100239 | 27-100239 | 27-100239 | 27-100239 | 27-100239 | 27-100239 | 27-100239 | 27-100239
| Vendor | Kingslide | Kingslide | Kingslide | Kingslide | Kingslide | Kingslide | Kingslide | Kingslide
| MPN | Kingslide1: A5682627DPZZBNQ Kingslide2: A5682627DPZZANQ Kingslide3: A5682627CPZZ1NP | Kingslide1: A5682627DPZZBNQ Kingslide2: A5682627DPZZANQ Kingslide3: A5682627CPZZ1NP | Kingslide1: A5682627DPZZBNQ Kingslide2: A5682627DPZZANQ Kingslide3: A5682627CPZZ1NP | Kingslide1: A5682627DPZZBNQ Kingslide2: A5682627DPZZANQ Kingslide3: A5682627CPZZ1NP | Kingslide1: A5682627DPZZBNQ Kingslide2: A5682627DPZZANQ Kingslide3: A5682627CPZZ1NP | Kingslide1: A5682627DPZZBNQ Kingslide2: A5682627DPZZANQ Kingslide3: A5682627CPZZ1NP | Kingslide1: A5682627DPZZBNQ Kingslide2: A5682627DPZZANQ Kingslide3: A5682627CPZZ1NP | Kingslide1: A5682627DPZZBNQ Kingslide2: A5682627DPZZANQ Kingslide3: A5682627CPZZ1NP
| Quantity | 27 | 27 | 27 | 27 | 27 | 27 | 27 | 27
DVT cold rack manifold | ODM PN | TEMP-S000227453(CPC) TEMP-S000230373(Danfoss) TEMP-S000230374(Parker) | TEMP-S000232114(CPC) TEMP-S000232115(Danfoss) TEMP-S000232116(Parker) | TEMP-S000230502(CPC) TEMP-S000230503(Danfoss) TEMP-S000231831(Parker) | TEMP-S000227453(CPC) TEMP-S000230373(Danfoss) TEMP-S000230374(Parker) | TEMP-S000227453(CPC) TEMP-S000230373(Danfoss) TEMP-S000230374(Parker) | TEMP-S000232114(CPC) TEMP-S000232115(Danfoss) TEMP-S000232116(Parker) | TEMP-S000230502(CPC) TEMP-S000230503(Danfoss) TEMP-S000231831(Parker) | TEMP-S000227453(CPC) TEMP-S000230373(Danfoss) TEMP-S000230374(Parker)
| FB PN | 27-100381 | 27-100381 | 27-100381 | 27-100381 | 27-100381 | 27-100381 | 27-100381 | 27-100381
| Vendor | Cooler Master | AVC | Auras | Cooler Master | Cooler Master | AVC | Auras | Cooler Master
| MPN | Cooler Master : LC-05124-01-GP2S1(CPC) Cooler Master : LC-05250-01-GP2S1(Danfoss) Cooler Master : LC-05251-01-GP2S1(Parker) | AVC : SFA4890001(CPC) AVC : SFA4360001(Danfoss) AVC : SFA4920001(Parker) | Auras : 0S53B00059(CPC) Auras : 0S53B00072(Danfoss) Auras : 0S53B00084(Parker) | Cooler Master : LC-05124-01-GP2S1(CPC) Cooler Master : LC-05250-01-GP2S1(Danfoss) Cooler Master : LC-05251-01-GP2S1(Parker) | Cooler Master : LC-05124-01-GP2S1(CPC) Cooler Master : LC-05250-01-GP2S1(Danfoss) Cooler Master : LC-05251-01-GP2S1(Parker) | AVC : SFA4890001(CPC) AVC : SFA4360001(Danfoss) AVC : SFA4920001(Parker) | Auras : 0S53B00059(CPC) Auras : 0S53B00072(Danfoss) Auras : 0S53B00084(Parker) | Cooler Master : LC-05124-01-GP2S1(CPC) Cooler Master : LC-05250-01-GP2S1(Danfoss) Cooler Master : LC-05251-01-GP2S1(Parker)
| Quantity | 1 | 1 | 1 | 1 | 1 | 1 | 1 | 1
DVT hot rack manifold | ODM PN | TEMP-S000227454(CPC) TEMP-S000230375(Danfoss) TEMP-S000230376(Parker) | TEMP-S000232117(CPC) TEMP-S000232118(Danfoss) TEMP-S000232119(Parker) | TEMP-S000230504(CPC) TEMP-S000230505(Danfoss) TEMP-S000231832(Parker) | TEMP-S000227454(CPC) TEMP-S000230375(Danfoss) TEMP-S000230376(Parker) | TEMP-S000227454(CPC) TEMP-S000230375(Danfoss) TEMP-S000230376(Parker) | TEMP-S000232117(CPC) TEMP-S000232118(Danfoss) TEMP-S000232119(Parker) | TEMP-S000230504(CPC) TEMP-S000230505(Danfoss) TEMP-S000231832(Parker) | TEMP-S000227454(CPC) TEMP-S000230375(Danfoss) TEMP-S000230376(Parker)
| FB PN | 27-100380 | 27-100380 | 27-100380 | 27-100380 | 27-100380 | 27-100380 | 27-100380 | 27-100380
| Vendor | Cooler Master | AVC | Auras | Cooler Master | Cooler Master | AVC | Auras | Cooler Master
| MPN | Cooler Master : LC-05125-01-GP2S1(CPC) Cooler Master : LC-05252-01-GP2S1(Danfoss) Cooler Master : LC-05253-01-GP2S1(Parker) | AVC : SFA4880001(CPC) AVC : SFA4370001(Danfoss) AVC : SFA4930001(Parker) | Auras : 0S53B00060(CPC) Auras : 0S53B00073(Danfoss) Auras : 0S53B00085(Parker) | Cooler Master : LC-05125-01-GP2S1(CPC) Cooler Master : LC-05252-01-GP2S1(Danfoss) Cooler Master : LC-05253-01-GP2S1(Parker) | Cooler Master : LC-05125-01-GP2S1(CPC) Cooler Master : LC-05252-01-GP2S1(Danfoss) Cooler Master : LC-05253-01-GP2S1(Parker) | AVC : SFA4880001(CPC) AVC : SFA4370001(Danfoss) AVC : SFA4930001(Parker) | Auras : 0S53B00060(CPC) Auras : 0S53B00073(Danfoss) Auras : 0S53B00085(Parker) | Cooler Master : LC-05125-01-GP2S1(CPC) Cooler Master : LC-05252-01-GP2S1(Danfoss) Cooler Master : LC-05253-01-GP2S1(Parker)
| Quantity | 1 | 1 | 1 | 1 | 1 | 1 | 1 | 1
DVT hose kit cold 4ft | ODM PN | TEMP-S000230377 | TEMP-S000233230 | TEMP-S000231833 | TEMP-S000230377 | TEMP-S000230377 | TEMP-S000233230 | TEMP-S000231833 | TEMP-S000230377
| FB PN | 27-100422 | 27-100422 | 27-100422 | 27-100422 | 27-100422 | 27-100422 | 27-100422 | 27-100422
| Vendor | Cooler Master | AVC | Auras | Cooler Master | Cooler Master | AVC | Auras | Cooler Master
| MPN | Cooler Master : LC-05191-01-GP2S2 | AVC : SFA5480001 | Auras : 0S53B00086 | Cooler Master : LC-05191-01-GP2S2 | Cooler Master : LC-05191-01-GP2S2 | AVC : SFA5480001 | Auras : 0S53B00086 | Cooler Master : LC-05191-01-GP2S2
| Quantity | 1 | 1 | 1 | 1 | 1 | 1 | 1 | 1
DVT hose kit cold 6ft | ODM PN | TEMP-S000230378 | TEMP-S000233232 | TEMP-S000231834 | TEMP-S000230378 | TEMP-S000230378 | TEMP-S000233232 | TEMP-S000231834 | TEMP-S000230378
| FB PN | 27-100421 | 27-100421 | 27-100421 | 27-100421 | 27-100421 | 27-100421 | 27-100421 | 27-100421
| Vendor | Cooler Master | AVC | Auras | Cooler Master | Cooler Master | AVC | Auras | Cooler Master
| MPN | Cooler Master : LC-05193-01-GP2S2 | AVC : SFA5490001 | Auras : 0S53B00087 | Cooler Master : LC-05193-01-GP2S2 | Cooler Master : LC-05193-01-GP2S2 | AVC : SFA5490001 | Auras : 0S53B00087 | Cooler Master : LC-05193-01-GP2S2
| Quantity | 2 | 2 | 2 | 2 | 2 | 2 | 2 | 2
DVT hose kit hot 4ft | ODM PN | TEMP-S000230380 | TEMP-S000233233 | TEMP-S000231835 | TEMP-S000230380 | TEMP-S000230380 | TEMP-S000233233 | TEMP-S000231835 | TEMP-S000230380
| FB PN | 27-100424 | 27-100424 | 27-100424 | 27-100424 | 27-100424 | 27-100424 | 27-100424 | 27-100424
| Vendor | Cooler Master | AVC | Auras | Cooler Master | Cooler Master | AVC | Auras | Cooler Master
| MPN | Cooler Master : LC-05192-01-GP2S2 | AVC : SFA5460001 | Auras : 0S53B00088 | Cooler Master : LC-05192-01-GP2S2 | Cooler Master : LC-05192-01-GP2S2 | AVC : SFA5460001 | Auras : 0S53B00088 | Cooler Master : LC-05192-01-GP2S2
| Quantity | 1 | 1 | 1 | 1 | 1 | 1 | 1 | 1
DVT hose kit hot 6ft | ODM PN | TEMP-S000230381 | TEMP-S000233234 | TEMP-S000231836 | TEMP-S000230381 | TEMP-S000230381 | TEMP-S000233234 | TEMP-S000231836 | TEMP-S000230381
| FB PN | 27-100423 | 27-100423 | 27-100423 | 27-100423 | 27-100423 | 27-100423 | 27-100423 | 27-100423
| Vendor | Cooler Master | AVC | Auras | Cooler Master | Cooler Master | AVC | Auras | Cooler Master
| MPN | Cooler Master : LC-05194-01-GP2S2 | AVC : SFA5470001 | Auras : 0S53B00089 | Cooler Master : LC-05194-01-GP2S2 | Cooler Master : LC-05194-01-GP2S2 | AVC : SFA5470001 | Auras : 0S53B00089 | Cooler Master : LC-05194-01-GP2S2
| Quantity | 2 | 2 | 2 | 2 | 2 | 2 | 2 | 2
14- Power Shelf | ODM PN | TEMP-S000225752 | TEMP-S000222275 | TEMP-S000225752 | TEMP-S000222275 | TEMP-S000225752 | TEMP-S000222275 | TEMP-S000225752 | TEMP-S000222275
| FB PN | 14-100015 14-100009 | 14-100015 14-100009 | 14-100015 14-100009 | 14-100015 14-100009 | 14-100015 14-100009 | 14-100015 14-100009 | 14-100015 14-100009 | 14-100015 14-100009
| Vendor | AEI | Delta | AEI | Delta | AEI | Delta | AEI | Delta
| MPN | AEI : 700-037148-1000 | Delta : ECD68000020 | AEI : 700-037148-1000 | Delta : ECD68000020 | AEI : 700-037148-1000 | Delta : ECD68000020 | AEI : 700-037148-1000 | Delta : ECD68000020
| Quantity | 4 | 4 | 4 | 4 | 4 | 4 | 4 | 4
03- PSU (5.5 KW) | ODM PN | TEMP-S000225753 | TEMP-S000222284 | TEMP-S000225753 | TEMP-S000222284 | TEMP-S000225753 | TEMP-S000222284 | TEMP-S000225753 | TEMP-S000222284
| FB PN | 03-100049 03-100038 | 03-100049 03-100038 | 03-100049 03-100038 | 03-100049 03-100038 | 03-100049 03-100038 | 03-100049 03-100038 | 03-100049 03-100038 | 03-100049 03-100038
| Vendor | AEI | Delta | AEI | Delta | AEI | Delta | AEI | Delta
| MPN | AEI :700-037147-0000 | Delta : ECD17010021 REV.02/P2 | AEI :700-037147-0000 | Delta : ECD17010021 REV.02/P2 | AEI :700-037147-0000 | Delta : ECD17010021 REV.02/P2 | AEI :700-037147-0000 | Delta : ECD17010021 REV.02/P2
| Quantity | 24 | 24 | 24 | 24 | 24 | 24 | 24 | 24
03- Power Module Interface | ODM PN | [8 empty] | Need ODM PN and confirm MPN
| FB PN | 03-100050 | 03-100037 | 03-100050 | 03-100037 | 03-100050 | 03-100037 | 03-100050 | 03-100037
| Vendor | AEI | Delta | AEI | Delta | AEI | Delta | AEI | Delta
| MPN | 700-043397-0000? | ECD90000111? | 700-043397-0000? | ECD90000111? | 700-043397-0000? | ECD90000111? | 700-043397-0000? | ECD90000111?
| Quantity | 4 | 4
07- ORV3 AC Whip, 1600MM | ODM PN | TEMP-S000232312 | TEMP-S000232312 | TEMP-S000232312 | TEMP-S000232312 | TEMP-S000232312 | TEMP-S000232312 | TEMP-S000232312 | TEMP-S000232312
| FB PN | 07-100775 | 07-100775 | 07-100775 | 07-100775 | 07-100775 | 07-100775 | 07-100775 | 07-100775
| Vendor | Amphenol | Amphenol | Amphenol | Amphenol | Amphenol | Amphenol | Amphenol | Amphenol
| MPN | 10178161-C7A301 | 10178161-C7A301 | 10178161-C7A301 | 10178161-C7A301 | 10178161-C7A301 | 10178161-C7A301 | 10178161-C7A301 | 10178161-C7A301
| Quantity | 4 | 4 | 4 | 4 | 4 | 4 | 4 | 4
07- ORV3 AC Whip, 3800MM | ODM PN | TEMP-S000227146 | TEMP-S000227146 | TEMP-S000227146 | TEMP-S000227146 | TEMP-S000227146 | TEMP-S000227146 | TEMP-S000227146 | TEMP-S000227146
| FB PN | 07-100609 | 07-100609 | 07-100609 | 07-100609 | 07-100609 | 07-100609 | 07-100609 | 07-100609
| Vendor | Amphenol | Amphenol | Amphenol | Amphenol | Amphenol | Amphenol | Amphenol | Amphenol
| MPN | 10178161-C7A303 | 10178161-C7A303 | 10178161-C7A303 | 10178161-C7A303 | 10178161-C7A303 | 10178161-C7A303 | 10178161-C7A303 | 10178161-C7A303
| Quantity | 4 | 4 | 4 | 4 | 4 | 4 | 4 | 4
27- VCM 44U | ODM PN | 1A72CCY00-600-G | 1A72CCY00-600-G | 1A72CCY00-600-G | 1A72CCY00-600-G | 1A72CCY00-600-G | 1A72CCY00-600-G | 1A72CCY00-600-G | 1A72CCY00-600-G
| FB PN | 27-100415 | 27-100415 | 27-100415 | 27-100415 | 27-100415 | 27-100415 | 27-100415 | 27-100415 | Not needed per PQE
Vendor
MPN
| Quantity | 1 | 1 | 1 | 1 | 1 | 1 | 1 | 1
27- VCM 44U-B | ODM PN | 1A72CD400-600-G | 1A72CD400-600-G | 1A72CD400-600-G | 1A72CD400-600-G | 1A72CD400-600-G | 1A72CD400-600-G | 1A72CD400-600-G | 1A72CD400-600-G
| FB PN | 27-100416 | 27-100416 | 27-100416 | 27-100416 | 27-100416 | 27-100416 | 27-100416 | 27-100416 | Not needed per PQE
Vendor
MPN
| Quantity | 1 | 1 | 1 | 1 | 1 | 1 | 1 | 1
27- VCM 28U | ODM PN | 1A72EFA00-600-G | 1A72EFA00-600-G | 1A72EFA00-600-G | 1A72EFA00-600-G | 1A72EFA00-600-G | 1A72EFA00-600-G | 1A72EFA00-600-G | 1A72EFA00-600-G |  | After we confirmed with IGS, they said that VCM 28U is an updated version and currently only this version is used instead of the 44U version.
| FB PN | 27-100487 | 27-100487 | 27-100487 | 27-100487 | 27-100487 | 27-100487 | 27-100487 | 27-100487
| Vendor | FOXCONN/EPDV | FOXCONN/EPDV | FOXCONN/EPDV | FOXCONN/EPDV | FOXCONN/EPDV | FOXCONN/EPDV | FOXCONN/EPDV | FOXCONN/EPDV
| MPN | 1A72EFA00-600-G | 1A72EFA00-600-G | 1A72EFA00-600-G | 1A72EFA00-600-G | 1A72EFA00-600-G | 1A72EFA00-600-G | 1A72EFA00-600-G | 1A72EFA00-600-G
| Quantity | 1 | 1 | 1 | 1 | 1 | 1 | 1 | 1
27- DRIP PAN | ODM PN | [8 empty] | Need ODM PN and MPN
| FB PN | 27-100362 | 27-100362 | 27-100362 | 27-100362 | 27-100362 | 27-100362 | 27-100362 | 27-100362
Vendor
MPN
| Quantity | 1 | 1 | 1 | 1 | 1 | 1 | 1 | 1
27- Busbar Clip | ODM PN | TEMP-S000232691 | TEMP-S000232691 | TEMP-S000232691 | TEMP-S000232691 | TEMP-S000232691 | TEMP-S000232691 | TEMP-S000232691 | TEMP-S000232691
| FB PN | 27-100299 | 27-100299 | 27-100299 | 27-100299 | 27-100299 | 27-100299 | 27-100299 | 27-100299
| Vendor | UNEEC | UNEEC | UNEEC | UNEEC | UNEEC | UNEEC | UNEEC | UNEEC
| MPN | 200-201Q-0001RD1(S) | 200-201Q-0001RD1(S) | 200-201Q-0001RD1(S) | 200-201Q-0001RD1(S) | 200-201Q-0001RD1(S) | 200-201Q-0001RD1(S) | 200-201Q-0001RD1(S) | 200-201Q-0001RD1(S)
| Quantity | 10 | 10 | 10 | 10 | 10 | 10 | 10 | 10
05 - Thermal - Coolant | FB PN | 05-100229 | 05-100229 | 05-100229 | 05-100229 | 05-100229 | 05-100229 | 05-100229 | 05-100229
| Quantity | 1 | 1 | 1 | 1 | 1 | 1 | 1 | 1
26- Rack Packing_with Wooden Crate | ODM PN | 373-0916 | 373-0916 | 373-0916 | 373-0916 | 373-0916 | 373-0916 | 373-0916 | 373-0916
| FB PN | TBD | TBD | TBD | TBD | TBD | TBD | TBD | TBD
| Vendor | Transpak | Transpak | Transpak | Transpak | Transpak | Transpak | Transpak | Transpak
| MPN | 373-0916 | 373-0916 | 373-0916 | 373-0916 | 373-0916 | 373-0916 | 373-0916 | 373-0916
| Quantity | 1 | 1 | 1 | 1 | 1 | 1 | 1 | 1
54 - Network Sub-assy, Clemente, PVT, DSF | ODM PN | 1A72H7F00-600-G | 1A72GK700-600-G | 1A72GK700-600-G | 1A72GK700-600-G | 1A72H7F00-600-G | 1A72GK700-600-G | 1A72GK700-600-G | 1A72GK700-600-G
| FB PN | 54-100129 | 54-100129 | 54-100129 | 54-100129 | 54-100129 | 54-100129 | 54-100129 | 54-100129
| Vendor | FOXCONN/EPD2 | FOXCONN/EPD2 | FOXCONN/EPD2 | FOXCONN/EPD2 | FOXCONN/EPD2 | FOXCONN/EPD2 | FOXCONN/EPD2 | FOXCONN/EPD2
| MPN | 1A72GK700-600-G | 1A72GK700-600-G | 1A72GK700-600-G | 1A72GK700-600-G | 1A72GK700-600-G | 1A72GK700-600-G | 1A72GK700-600-G | 1A72GK700-600-G
| Quantity | 1 | 1 | 1 | 1 | 1 | 1 | 1 | 1
20 - Minipack3 ORV3 DC bundle (include PSU + power cord) | ODM PN | TEMP-S000234481 | TEMP-S000234481 | TEMP-S000234481 | TEMP-S000234481 | TEMP-S000234481 | TEMP-S000234481 | TEMP-S000234481 | TEMP-S000234481
| FB PN | 30-100062 | 30-100062 | 30-100062 | 30-100062 | 30-100062 | 30-100062 | 30-100062 | 30-100062
| Vendor | Celestica | Celestica | Celestica | Celestica | Celestica | Celestica | Celestica | Celestica
| MPN | R3214-F9013-A3 | R3214-F9013-A3 | R3214-F9013-A3 | R3214-F9013-A3 | R3214-F9013-A3 | R3214-F9013-A3 | R3214-F9013-A3 | R3214-F9013-A3
| Quantity | 1 | 1 | 1 | 1 | 1 | 1 | 1 | 1
27- MiniPack3 Outer shelf | ODM PN | TEMP-S000227194 | TEMP-S000227194 | TEMP-S000227194 | TEMP-S000227194 | TEMP-S000227194 | TEMP-S000227194 | TEMP-S000227194 | TEMP-S000227194
| FB PN | 27-100124 | 27-100124 | 27-100124 | 27-100124 | 27-100124 | 27-100124 | 27-100124 | 27-100124
| Vendor | IMG | IMG | IMG | IMG | IMG | IMG | IMG | IMG
| MPN | R4002-F0101-03 | R4002-F0101-03 | R4002-F0101-03 | R4002-F0101-03 | R4002-F0101-03 | R4002-F0101-03 | R4002-F0101-03 | R4002-F0101-03
| Quantity | 1 | 1 | 1 | 1 | 1 | 1 | 1 | 1
20- Management Switch 7010, come with tray | ODM PN | TEMP-S000222287 | TEMP-S000222287 | TEMP-S000222287 | TEMP-S000222287 | TEMP-S000222287 | TEMP-S000222287 | TEMP-S000222287 | TEMP-S000222287
| FB PN | 20-100100 | 20-100100 | 20-100100 | 20-100100 | 20-100100 | 20-100100 | 20-100100 | 20-100100
| Vendor | Arista | Arista | Arista | Arista | Arista | Arista | Arista | Arista
| MPN | FB-7010TX-48C-DC-RV3-F | FB-7010TX-48C-DC-RV3-F | FB-7010TX-48C-DC-RV3-F | FB-7010TX-48C-DC-RV3-F | FB-7010TX-48C-DC-RV3-F | FB-7010TX-48C-DC-RV3-F | FB-7010TX-48C-DC-RV3-F | FB-7010TX-48C-DC-RV3-F
| Quantity | 1 | 1 | 1 | 1 | 1 | 1 | 1 | 1
Transceivers (Optics) | ODM PN | eoptolink1 : TEMP-S000238475 eoptolink2 : TEMP-S000238478 | INNOLIGHT1 : TEMP-S000239015 INNOLIGHT2 : TEMP-S000239837 | eoptolink1 : TEMP-S000238475 eoptolink2 : TEMP-S000238478 | INNOLIGHT1 : TEMP-S000239015 INNOLIGHT2 : TEMP-S000239837 | eoptolink1 : TEMP-S000238475 eoptolink2 : TEMP-S000238478 | INNOLIGHT1 : TEMP-S000239015 INNOLIGHT2 : TEMP-S000239837 | eoptolink1 : TEMP-S000238475 eoptolink2 : TEMP-S000238478 | INNOLIGHT1 : TEMP-S000239015 INNOLIGHT2 : TEMP-S000239837 |  | DSF Only, add innolight 2nd source
| FB PN | 24-100052 | 24-100052 | 24-100052 | 24-100052 | 24-100052 | 24-100052 | 24-100052 | 24-100052
| Vendor | eoptolink | INNOLIGHT | eoptolink | INNOLIGHT | eoptolink | INNOLIGHT | eoptolink | INNOLIGHT
| MPN | eoptolink1 : EOLO-138HG-5H-2B eoptolink2 : EOLO-138HG-5H-5B | INNOLIGHT1 : T-RH8CNH-NFM INNOLIGHT2 : T-RH8CNH-NFL | eoptolink1 : EOLO-138HG-5H-2B eoptolink2 : EOLO-138HG-5H-5B | INNOLIGHT1 : T-RH8CNH-NFM INNOLIGHT2 : T-RH8CNH-NFL | eoptolink1 : EOLO-138HG-5H-2B eoptolink2 : EOLO-138HG-5H-5B | INNOLIGHT1 : T-RH8CNH-NFM INNOLIGHT2 : T-RH8CNH-NFL | eoptolink1 : EOLO-138HG-5H-2B eoptolink2 : EOLO-138HG-5H-5B | INNOLIGHT1 : T-RH8CNH-NFM INNOLIGHT2 : T-RH8CNH-NFL |  | DSF Only, add innolight 2nd source
| Quantity | 72 | 72 | 72 | 72 | 72 | 72 | 72 | 72
07- 800G AEC/DAC ( Compute/GPU tray to MP3 RTSW) - 1m | ODM PN | TEMP-S000235725 | TEMP-S000235670 | TEMP-S000235841 | TEMP-S000235725 | TEMP-S000235725 | TEMP-S000235670 | TEMP-S000235841 | TEMP-S000235725 | Removing this line item per confirmation from PLM POC | DSF no need
| FB PN | 07-100822 | 07-100822 | 07-100822 | 07-100822 | 07-100822 | 07-100822 | 07-100822 | 07-100822
| Vendor | Credo | Molex | Amphenol | Credo | Credo | Molex | Amphenol | Credo
| MPN | Credo : CAC81X321A1B-C1-MT | Molex : 2253611217 | Amphenol : NNDGJA-F301 | Credo : CAC81X321A1B-C1-MT | Credo : CAC81X321A1B-C1-MT | Molex : 2253611217 | Amphenol : NNDGJA-F301 | Credo : CAC81X321A1B-C1-MT
| Quantity | 48 --> 56 | 48 --> 56 | 48 --> 56 | 48 --> 56 | 48 --> 56 | 48 --> 56 | 48 --> 56 | 48 --> 56
07- 800G AEC/DAC ( Compute/GPU tray to MP3 RTSW) - 1.2m | ODM PN | TEMP-S000235724 | TEMP-S000235669 | TEMP-S000235842 | TEMP-S000235724 | TEMP-S000235724 | TEMP-S000235669 | TEMP-S000235842 | TEMP-S000235724 |  | DSF no need
| FB PN | 07-100821 | 07-100821 | 07-100821 | 07-100821 | 07-100821 | 07-100821 | 07-100821 | 07-100821 | Removing this line item per confirmation from PLM POC
| Vendor | Credo | Molex | Amphenol | Credo | Credo | Molex | Amphenol | Credo
| MPN | Credo : CAC812321A1B-C1-MT | Molex : 2253611218 | Amphenol : NNDGJA-F314 | Credo : CAC812321A1B-C1-MT | Credo : CAC812321A1B-C1-MT | Molex : 2253611218 | Amphenol : NNDGJA-F314 | Credo : CAC812321A1B-C1-MT
| Quantity | 24 --> 16 | 24 --> 16 | 24 --> 16 | 24 --> 16 | 24 --> 16 | 24 --> 16 | 24 --> 16 | 24 --> 16 |  | Update this item from DVT Build Matrix
07- 800G OSFP to 2x400G OSFP DAC, 1.5 m | ODM PN | TEMP-S000235723 | TEMP-S000235838 | TEMP-S000230888 | TEMP-S000235723 | TEMP-S000235723 | TEMP-S000235838 | TEMP-S000230888 | TEMP-S000235723
| FB PN | 07-100711 | 07-100711 | 07-100711 | 07-100711 | 07-100711 | 07-100711 | 07-100711 | 07-100711
| Vendor | Amphenol | TE | Molex | Amphenol | Amphenol | TE | Molex | Amphenol
| MPN | Amphenol : NND1DE-F307 | TE : 1-2494894-1 | Molex : 2111776115 | Amphenol : NND1DE-F307 | Amphenol : NND1DE-F307 | TE : 1-2494894-1 | Molex : 2111776115 | Amphenol : NND1DE-F307
| Quantity | 10 --> 6 | 10 --> 6 | 10 --> 6 | 10 --> 6 | 10 --> 6 | 10 --> 6 | 10 --> 6 | 10 --> 6 |  | Update this item from DVT Build Matrix
07- 800G OSFP to 2x400G OSFP DAC, 1.7 m | ODM PN | TEMP-S000236285 | TEMP-S000230889 | TEMP-S000235722 | TEMP-S000236285 | TEMP-S000236285 | TEMP-S000230889 | TEMP-S000235722 | TEMP-S000236285
| FB PN | 07-100957 | 07-100957 | 07-100957 | 07-100957 | 07-100957 | 07-100957 | 07-100957 | 07-100957
| Vendor | Amphenol | TE | Molex | Amphenol | Amphenol | TE | Molex | Amphenol
| MPN | Amphenol : NND1DE-F336 | TE : 2494894-9 | Molex : 2111776117 | Amphenol : NND1DE-F336 | Amphenol : NND1DE-F336 | TE : 2494894-9 | Molex : 2111776117 | Amphenol : NND1DE-F336
| Quantity | 5 --> 4 | 5 --> 4 | 5 --> 4 | 5 --> 4 | 5 --> 4 | 5 --> 4 | 5 --> 4 | 5 --> 4 |  | Update this item from DVT Build Matrix
07- 800G OSFP to 2x400G OSFP DAC, 2.2 m | ODM PN | TEMP-S000236286 | TEMP-S000235840 | TEMP-S000235839 | TEMP-S000236286 | TEMP-S000236286 | TEMP-S000235840 | TEMP-S000235839 | TEMP-S000236286
| FB PN | 07-100958 | 07-100958 | 07-100958 | 07-100958 | 07-100958 | 07-100958 | 07-100958 | 07-100958
| Vendor | Amphenol | TE | Molex | Amphenol | Amphenol | TE | Molex | Amphenol
| MPN | Amphenol : NND1DM-F330 | TE : 2498990-5 | Molex : 2111776322 | Amphenol : NND1DM-F330 | Amphenol : NND1DM-F330 | TE : 2498990-5 | Molex : 2111776322 | Amphenol : NND1DM-F330
| Quantity | 3 --> 8 | 3 --> 8 | 3 --> 8 | 3 --> 8 | 3 --> 8 | 3 --> 8 | 3 --> 8 | 3 --> 8 |  | Update this item from DVT Build Matrix
07- 10G DAC -2500mm (SFP+ to SFP+) | ODM PN | LXP : TEMP-S000222299 Bellwether : TEMP-S000230893 | LXP : TEMP-S000222299 Bellwether : TEMP-S000230893 | LXP : TEMP-S000222299 Bellwether : TEMP-S000230893 | LXP : TEMP-S000222299 Bellwether : TEMP-S000230893 | LXP : TEMP-S000222299 Bellwether : TEMP-S000230893 | LXP : TEMP-S000222299 Bellwether : TEMP-S000230893 | LXP : TEMP-S000222299 Bellwether : TEMP-S000230893 | LXP : TEMP-S000222299 Bellwether : TEMP-S000230893 |  | add LPX、Bellwether depiction
| FB PN | 07-100679 | 07-100679 | 07-100679 | 07-100679 | 07-100679 | 07-100679 | 07-100679 | 07-100679
| Vendor | LXP/ Bellwether | LXP/ Bellwether | LXP/ Bellwether | LXP/ Bellwether | LXP/ Bellwether | LXP/ Bellwether | LXP/ Bellwether | LXP/ Bellwether
| MPN | LXP : L02SF085-SD-H Bellwether : 76697-904W | LXP : L02SF085-SD-H Bellwether : 76697-904W | LXP : L02SF085-SD-H Bellwether : 76697-904W | LXP : L02SF085-SD-H Bellwether : 76697-904W | LXP : L02SF085-SD-H Bellwether : 76697-904W | LXP : L02SF085-SD-H Bellwether : 76697-904W | LXP : L02SF085-SD-H Bellwether : 76697-904W | LXP : L02SF085-SD-H Bellwether : 76697-904W
| Quantity | 1 | 1 | 1 | 1 | 1 | 1 | 1 | 1
07- 10G DAC -2500mm (SFP+ to QSFP28) | ODM PN | LXP : TEMP-S000227577 Bellwether : TEMP-S000230894 | LXP : TEMP-S000227577 Bellwether : TEMP-S000230894 | LXP : TEMP-S000227577 Bellwether : TEMP-S000230894 | LXP : TEMP-S000227577 Bellwether : TEMP-S000230894 | LXP : TEMP-S000227577 Bellwether : TEMP-S000230894 | LXP : TEMP-S000227577 Bellwether : TEMP-S000230894 | LXP : TEMP-S000227577 Bellwether : TEMP-S000230894 | LXP : TEMP-S000227577 Bellwether : TEMP-S000230894 |  | add LPX、Bellwether depiction
| FB PN | 07-100676 | 07-100676 | 07-100676 | 07-100676 | 07-100676 | 07-100676 | 07-100676 | 07-100676
| Vendor | LXP/ Bellwether | LXP/ Bellwether | LXP/ Bellwether | LXP/ Bellwether | LXP/ Bellwether | LXP/ Bellwether | LXP/ Bellwether | LXP/ Bellwether
| MPN | LXP : L02QF025-SD-H Bellwether : 76697-903W | LXP : L02QF025-SD-H Bellwether : 76697-903W | LXP : L02QF025-SD-H Bellwether : 76697-903W | LXP : L02QF025-SD-H Bellwether : 76697-903W | LXP : L02QF025-SD-H Bellwether : 76697-903W | LXP : L02QF025-SD-H Bellwether : 76697-903W | LXP : L02QF025-SD-H Bellwether : 76697-903W | LXP : L02QF025-SD-H Bellwether : 76697-903W
| Quantity | 2 --> 1 | 2 --> 1 | 2 --> 1 | 2 --> 1 | 2 --> 1 | 2 --> 1 | 2 --> 1 | 2 --> 1 |  | Why does the number of cables need to be reduced by 1?
07- 10G DAC - RESW to RASW - 2500mm | ODM PN | TBD | TBD | TBD | TBD | TBD | TBD | TBD | TBD
| FB PN | 07-100970 | 07-100970 | 07-100970 | 07-100970 | 07-100970 | 07-100970 | 07-100970 | 07-100970
| Vendor | TBD | TBD | TBD | TBD | TBD | TBD | TBD | TBD |  | According to the discussion between Dino and Jaret, this cable will not be added to the BOM.
| MPN | TBD | TBD | TBD | TBD | TBD | TBD | TBD | TBD
| Quantity | 1 | 1 | 1 | 1 | 1 | 1 | 1 | 1
07- RJ45 Cable, shield, Yellow - 300mm | ODM PN | GLE : TEMP-S000235673 Bellwether : TEMP-S000235721 | GLE : TEMP-S000235673 Bellwether : TEMP-S000235721 | GLE : TEMP-S000235673 Bellwether : TEMP-S000235721 | GLE : TEMP-S000235673 Bellwether : TEMP-S000235721 | GLE : TEMP-S000235673 Bellwether : TEMP-S000235721 | GLE : TEMP-S000235673 Bellwether : TEMP-S000235721 | GLE : TEMP-S000235673 Bellwether : TEMP-S000235721 | GLE : TEMP-S000235673 Bellwether : TEMP-S000235721 |  | add LPX、Bellwether depiction
| FB PN | 07-100959 | 07-100959 | 07-100959 | 07-100959 | 07-100959 | 07-100959 | 07-100959 | 07-100959
| Vendor | GLE/ Bellwether | GLE/ Bellwether | GLE/ Bellwether | GLE/ Bellwether | GLE/ Bellwether | GLE/ Bellwether | GLE/ Bellwether | GLE/ Bellwether
| MPN | GLE : WJE250706B Bellwether : 76183-460R | GLE : WJE250706B Bellwether : 76183-460R | GLE : WJE250706B Bellwether : 76183-460R | GLE : WJE250706B Bellwether : 76183-460R | GLE : WJE250706B Bellwether : 76183-460R | GLE : WJE250706B Bellwether : 76183-460R | GLE : WJE250706B Bellwether : 76183-460R | GLE : WJE250706B Bellwether : 76183-460R
| Quantity | 4 | 4 | 4 | 4 | 4 | 4 | 4 | 4
07- RJ45 Cable, shield, Yellow - 1000mm | ODM PN | GLE : TEMP-S000222302 Bellwether : TEMP-S000235719 | GLE : TEMP-S000222302 Bellwether : TEMP-S000235719 | GLE : TEMP-S000222302 Bellwether : TEMP-S000235719 | GLE : TEMP-S000222302 Bellwether : TEMP-S000235719 | GLE : TEMP-S000222302 Bellwether : TEMP-S000235719 | GLE : TEMP-S000222302 Bellwether : TEMP-S000235719 | GLE : TEMP-S000222302 Bellwether : TEMP-S000235719 | GLE : TEMP-S000222302 Bellwether : TEMP-S000235719 |  | add GLE、Bellwether depiction
| FB PN | 07-100353 | 07-100353 | 07-100353 | 07-100353 | 07-100353 | 07-100353 | 07-100353 | 07-100353
| Vendor | GLE/ Bellwether | GLE/ Bellwether | GLE/ Bellwether | GLE/ Bellwether | GLE/ Bellwether | GLE/ Bellwether | GLE/ Bellwether | GLE/ Bellwether
| MPN | GLE : WJE240762B Bellwether : 76183-461R | GLE : WJE240762B Bellwether : 76183-461R | GLE : WJE240762B Bellwether : 76183-461R | GLE : WJE240762B Bellwether : 76183-461R | GLE : WJE240762B Bellwether : 76183-461R | GLE : WJE240762B Bellwether : 76183-461R | GLE : WJE240762B Bellwether : 76183-461R | GLE : WJE240762B Bellwether : 76183-461R
| Quantity | 10 --> 5 | 10 --> 5 | 10 --> 5 | 10 --> 5 | 10 --> 5 | 10 --> 5 | 10 --> 5 | 10 --> 5
07- RJ45 Cable, shield, Yellow - 1200mm | ODM PN | GLE : TEMP-S000222304 Bellwether : TEMP-S000235718 | GLE : TEMP-S000222304 Bellwether : TEMP-S000235718 | GLE : TEMP-S000222304 Bellwether : TEMP-S000235718 | GLE : TEMP-S000222304 Bellwether : TEMP-S000235718 | GLE : TEMP-S000222304 Bellwether : TEMP-S000235718 | GLE : TEMP-S000222304 Bellwether : TEMP-S000235718 | GLE : TEMP-S000222304 Bellwether : TEMP-S000235718 | GLE : TEMP-S000222304 Bellwether : TEMP-S000235718 |  | add GLE、Bellwether depiction
| FB PN | 07-100355 | 07-100355 | 07-100355 | 07-100355 | 07-100355 | 07-100355 | 07-100355 | 07-100355
| Vendor | GLE/ Bellwether | GLE/ Bellwether | GLE/ Bellwether | GLE/ Bellwether | GLE/ Bellwether | GLE/ Bellwether | GLE/ Bellwether | GLE/ Bellwether
| MPN | GLE : WJE240791B Bellwether : 76183-462R | GLE : WJE240791B Bellwether : 76183-462R | GLE : WJE240791B Bellwether : 76183-462R | GLE : WJE240791B Bellwether : 76183-462R | GLE : WJE240791B Bellwether : 76183-462R | GLE : WJE240791B Bellwether : 76183-462R | GLE : WJE240791B Bellwether : 76183-462R | GLE : WJE240791B Bellwether : 76183-462R
| Quantity | 8 --> 4 | 8 --> 4 | 8 --> 4 | 8 --> 4 | 8 --> 4 | 8 --> 4 | 8 --> 4 | 8 --> 4
07- RJ45 Cable, shield, Yellow - 1550mm | ODM PN | GLE : TEMP-S000235674 Bellwether : TEMP-S000235720 | GLE : TEMP-S000235674 Bellwether : TEMP-S000235720 | GLE : TEMP-S000235674 Bellwether : TEMP-S000235720 | GLE : TEMP-S000235674 Bellwether : TEMP-S000235720 | GLE : TEMP-S000235674 Bellwether : TEMP-S000235720 | GLE : TEMP-S000235674 Bellwether : TEMP-S000235720 | GLE : TEMP-S000235674 Bellwether : TEMP-S000235720 | GLE : TEMP-S000235674 Bellwether : TEMP-S000235720 |  | add GLE、Bellwether depiction
| FB PN | 07-100960 | 07-100960 | 07-100960 | 07-100960 | 07-100960 | 07-100960 | 07-100960 | 07-100960
| Vendor | GLE/ Bellwether | GLE/ Bellwether | GLE/ Bellwether | GLE/ Bellwether | GLE/ Bellwether | GLE/ Bellwether | GLE/ Bellwether | GLE/ Bellwether
| MPN | GLE : WJE250716B Bellwether : 76183-463R | GLE : WJE250716B Bellwether : 76183-463R | GLE : WJE250716B Bellwether : 76183-463R | GLE : WJE250716B Bellwether : 76183-463R | GLE : WJE250716B Bellwether : 76183-463R | GLE : WJE250716B Bellwether : 76183-463R | GLE : WJE250716B Bellwether : 76183-463R | GLE : WJE250716B Bellwether : 76183-463R
| Quantity | 10 | 10 | 10 | 10 | 10 | 10 | 10 | 10
07- RJ45 Cable, shield, Yellow - 1800mm | ODM PN | GLE : TEMP-S000222323 Bellwether : TEMP-S000235715 | GLE : TEMP-S000222323 Bellwether : TEMP-S000235715 | GLE : TEMP-S000222323 Bellwether : TEMP-S000235715 | GLE : TEMP-S000222323 Bellwether : TEMP-S000235715 | GLE : TEMP-S000222323 Bellwether : TEMP-S000235715 | GLE : TEMP-S000222323 Bellwether : TEMP-S000235715 | GLE : TEMP-S000222323 Bellwether : TEMP-S000235715 | GLE : TEMP-S000222323 Bellwether : TEMP-S000235715 |  | add GLE、Bellwether depiction
| FB PN | 07-100390 | 07-100390 | 07-100390 | 07-100390 | 07-100390 | 07-100390 | 07-100390 | 07-100390
| Vendor | GLE/ Bellwether | GLE/ Bellwether | GLE/ Bellwether | GLE/ Bellwether | GLE/ Bellwether | GLE/ Bellwether | GLE/ Bellwether | GLE/ Bellwether
| MPN | GLE : WJE240797B Bellwether : 76183-464R | GLE : WJE240797B Bellwether : 76183-464R | GLE : WJE240797B Bellwether : 76183-464R | GLE : WJE240797B Bellwether : 76183-464R | GLE : WJE240797B Bellwether : 76183-464R | GLE : WJE240797B Bellwether : 76183-464R | GLE : WJE240797B Bellwether : 76183-464R | GLE : WJE240797B Bellwether : 76183-464R
| Quantity | 9 | 9 | 9 | 9 | 9 | 9 | 9 | 9
07- RJ45 Cable, shield, Yellow - 2000mm | ODM PN | GLE : TEMP-S000222325 Bellwether : TEMP-S000235714 | GLE : TEMP-S000222325 Bellwether : TEMP-S000235714 | GLE : TEMP-S000222325 Bellwether : TEMP-S000235714 | GLE : TEMP-S000222325 Bellwether : TEMP-S000235714 | GLE : TEMP-S000222325 Bellwether : TEMP-S000235714 | GLE : TEMP-S000222325 Bellwether : TEMP-S000235714 | GLE : TEMP-S000222325 Bellwether : TEMP-S000235714 | GLE : TEMP-S000222325 Bellwether : TEMP-S000235714 |  | add GLE、Bellwether depiction
| FB PN | 07-100392 | 07-100392 | 07-100392 | 07-100392 | 07-100392 | 07-100392 | 07-100392 | 07-100392
| Vendor | GLE/ Bellwether | GLE/ Bellwether | GLE/ Bellwether | GLE/ Bellwether | GLE/ Bellwether | GLE/ Bellwether | GLE/ Bellwether | GLE/ Bellwether
| MPN | GLE : WJE240799B Bellwether : 76183-457R Bellwether : 76183-465R | GLE : WJE240799B Bellwether : 76183-457R Bellwether : 76183-465R | GLE : WJE240799B Bellwether : 76183-457R Bellwether : 76183-465R | GLE : WJE240799B Bellwether : 76183-457R Bellwether : 76183-465R | GLE : WJE240799B Bellwether : 76183-457R Bellwether : 76183-465R | GLE : WJE240799B Bellwether : 76183-457R Bellwether : 76183-465R | GLE : WJE240799B Bellwether : 76183-457R Bellwether : 76183-465R | GLE : WJE240799B Bellwether : 76183-457R Bellwether : 76183-465R |  | Update MPN
| Quantity | 10 -> 8 | 10 -> 8 | 10 -> 8 | 10 -> 8 | 10 -> 8 | 10 -> 8 | 10 -> 8 | 10 -> 8 | Changed Quantity to 8 per confirmation from PQE
07- RJ45 CABLE, 2500MM, CAT6, RJ45, 28AWG, SHIELDED | ODM PN | GLE :TEMP-S000222309 Bellwether : TEMP-S000236670 | GLE :TEMP-S000222309 Bellwether : TEMP-S000236670 | GLE :TEMP-S000222309 Bellwether : TEMP-S000236670 | GLE :TEMP-S000222309 Bellwether : TEMP-S000236670 | GLE :TEMP-S000222309 Bellwether : TEMP-S000236670 | GLE :TEMP-S000222309 Bellwether : TEMP-S000236670 | GLE :TEMP-S000222309 Bellwether : TEMP-S000236670 | GLE :TEMP-S000222309 Bellwether : TEMP-S000236670
| FB PN | 07-100363 | 07-100363 | 07-100363 | 07-100363 | 07-100363 | 07-100363 | 07-100363 | 07-100363 | Added new FBPN per confirmation from PQE
| Vendor | GLE/ Bellwether | GLE/ Bellwether | GLE/ Bellwether | GLE/ Bellwether | GLE/ Bellwether | GLE/ Bellwether | GLE/ Bellwether | GLE/ Bellwether
| MPN | GLE : WJE240801B Bellwether : 76183-466R | GLE : WJE240801B Bellwether : 76183-466R | GLE : WJE240801B Bellwether : 76183-466R | GLE : WJE240801B Bellwether : 76183-466R | GLE : WJE240801B Bellwether : 76183-466R | GLE : WJE240801B Bellwether : 76183-466R | GLE : WJE240801B Bellwether : 76183-466R | GLE : WJE240801B Bellwether : 76183-466R
| Quantity | 2 | 2 | 2 | 2 | 2 | 2 | 2 | 2
07- RJ45 Cable, shield, Yellow -6500mm | ODM PN | GLE : TEMP-S000236604 Bellwether : TEMP-S000236597 | GLE : TEMP-S000236604 Bellwether : TEMP-S000236597 | GLE : TEMP-S000236604 Bellwether : TEMP-S000236597 | GLE : TEMP-S000236604 Bellwether : TEMP-S000236597 | GLE : TEMP-S000236604 Bellwether : TEMP-S000236597 | GLE : TEMP-S000236604 Bellwether : TEMP-S000236597 | GLE : TEMP-S000236604 Bellwether : TEMP-S000236597 | GLE : TEMP-S000236604 Bellwether : TEMP-S000236597 |  | Update ODM PN
| FB PN | 07-100961 | 07-100961 | 07-100961 | 07-100961 | 07-100961 | 07-100961 | 07-100961 | 07-100961
| Vendor | GLE/ Bellwether | GLE/ Bellwether | GLE/ Bellwether | GLE/ Bellwether | GLE/ Bellwether | GLE/ Bellwether | GLE/ Bellwether | GLE/ Bellwether
| MPN | GLE : WJE240850B Bellwether : 76183-469R | GLE : WJE240850B Bellwether : 76183-469R | GLE : WJE240850B Bellwether : 76183-469R | GLE : WJE240850B Bellwether : 76183-469R | GLE : WJE240850B Bellwether : 76183-469R | GLE : WJE240850B Bellwether : 76183-469R | GLE : WJE240850B Bellwether : 76183-469R | GLE : WJE240850B Bellwether : 76183-469R |  | Update MPN
| Quantity | 6 | 6 | 6 | 6 | 6 | 6 | 6 | 6
07- RJ45 Cable, shield, GREEN, 600mm | ODM PN | GLE : TEMP-S000235705 Bellwether : TEMP-S000235706 | GLE : TEMP-S000235705 Bellwether : TEMP-S000235706 | GLE : TEMP-S000235705 Bellwether : TEMP-S000235706 | GLE : TEMP-S000235705 Bellwether : TEMP-S000235706 | GLE : TEMP-S000235705 Bellwether : TEMP-S000235706 | GLE : TEMP-S000235705 Bellwether : TEMP-S000235706 | GLE : TEMP-S000235705 Bellwether : TEMP-S000235706 | GLE : TEMP-S000235705 Bellwether : TEMP-S000235706
| FB PN | 07-100962 | 07-100962 | 07-100962 | 07-100962 | 07-100962 | 07-100962 | 07-100962 | 07-100962
| Vendor | GLE/ Bellwether | GLE/ Bellwether | GLE/ Bellwether | GLE/ Bellwether | GLE/ Bellwether | GLE/ Bellwether | GLE/ Bellwether | GLE/ Bellwether
| MPN | GLE : WJE250718B Bellwether : 76183-470R | GLE : WJE250718B Bellwether : 76183-470R | GLE : WJE250718B Bellwether : 76183-470R | GLE : WJE250718B Bellwether : 76183-470R | GLE : WJE250718B Bellwether : 76183-470R | GLE : WJE250718B Bellwether : 76183-470R | GLE : WJE250718B Bellwether : 76183-470R | GLE : WJE250718B Bellwether : 76183-470R
| Quantity | 2 | 2 | 2 | 2 | 2 | 2 | 2 | 2
07- RJ45 Cable, no shield - NVSW_CP to Management Switch - 1000mm | ODM PN | GLE : TEMP-S000240451 Bellwether : TEMP-S000240449 | GLE : TEMP-S000240451 Bellwether : TEMP-S000240449 | GLE : TEMP-S000240451 Bellwether : TEMP-S000240449 | GLE : TEMP-S000240451 Bellwether : TEMP-S000240449 | GLE : TEMP-S000240451 Bellwether : TEMP-S000240449 | GLE : TEMP-S000240451 Bellwether : TEMP-S000240449 | GLE : TEMP-S000240451 Bellwether : TEMP-S000240449 | GLE : TEMP-S000240451 Bellwether : TEMP-S000240449 |  | Update ODM PN
| FB PN | 07-100971 | 07-100971 | 07-100971 | 07-100971 | 07-100971 | 07-100971 | 07-100971 | 07-100971
| Vendor | GLE/ Bellwether | GLE/ Bellwether | GLE/ Bellwether | GLE/ Bellwether | GLE/ Bellwether | GLE/ Bellwether | GLE/ Bellwether | GLE/ Bellwether
| MPN | GLE : WJE251175B Bellwether : 76183-478R | GLE : WJE251175B Bellwether : 76183-478R | GLE : WJE251175B Bellwether : 76183-478R | GLE : WJE251175B Bellwether : 76183-478R | GLE : WJE251175B Bellwether : 76183-478R | GLE : WJE251175B Bellwether : 76183-478R | GLE : WJE251175B Bellwether : 76183-478R | GLE : WJE251175B Bellwether : 76183-478R |  | Update MPN
| Quantity | 5 | 5 | 5 | 5 | 5 | 5 | 5 | 5
07- RJ45 Cable, no shield - NVSW_CP to Management Switch - 1200mm | ODM PN | GLE : TEMP-S000240452 Bellwether : TEMP-S000240450 | GLE : TEMP-S000240452 Bellwether : TEMP-S000240450 | GLE : TEMP-S000240452 Bellwether : TEMP-S000240450 | GLE : TEMP-S000240452 Bellwether : TEMP-S000240450 | GLE : TEMP-S000240452 Bellwether : TEMP-S000240450 | GLE : TEMP-S000240452 Bellwether : TEMP-S000240450 | GLE : TEMP-S000240452 Bellwether : TEMP-S000240450 | GLE : TEMP-S000240452 Bellwether : TEMP-S000240450 |  | Update ODM PN
| FB PN | 07-100972 | 07-100972 | 07-100972 | 07-100972 | 07-100972 | 07-100972 | 07-100972 | 07-100972
| Vendor | GLE/ Bellwether | GLE/ Bellwether | GLE/ Bellwether | GLE/ Bellwether | GLE/ Bellwether | GLE/ Bellwether | GLE/ Bellwether | GLE/ Bellwether
| MPN | GLE : WJE251176B Bellwether : 76183-479R | GLE : WJE251176B Bellwether : 76183-479R | GLE : WJE251176B Bellwether : 76183-479R | GLE : WJE251176B Bellwether : 76183-479R | GLE : WJE251176B Bellwether : 76183-479R | GLE : WJE251176B Bellwether : 76183-479R | GLE : WJE251176B Bellwether : 76183-479R | GLE : WJE251176B Bellwether : 76183-479R |  | Update MPN
| Quantity | 4 | 4 | 4 | 4 | 4 | 4 | 4 | 4
07- RJ45 Cable, shield, GREEN, 1300mm | ODM PN | GLE : TEMP-S000235707 Bellwether : TEMP-S000235708 | GLE : TEMP-S000235707 Bellwether : TEMP-S000235708 | GLE : TEMP-S000235707 Bellwether : TEMP-S000235708 | GLE : TEMP-S000235707 Bellwether : TEMP-S000235708 | GLE : TEMP-S000235707 Bellwether : TEMP-S000235708 | GLE : TEMP-S000235707 Bellwether : TEMP-S000235708 | GLE : TEMP-S000235707 Bellwether : TEMP-S000235708 | GLE : TEMP-S000235707 Bellwether : TEMP-S000235708
| FB PN | 07-100963 | 07-100963 | 07-100963 | 07-100963 | 07-100963 | 07-100963 | 07-100963 | 07-100963
| Vendor | GLE/ Bellwether | GLE/ Bellwether | GLE/ Bellwether | GLE/ Bellwether | GLE/ Bellwether | GLE/ Bellwether | GLE/ Bellwether | GLE/ Bellwether
| MPN | GLE : WJE250719B Bellwether : 76183-471R | GLE : WJE250719B Bellwether : 76183-471R | GLE : WJE250719B Bellwether : 76183-471R | GLE : WJE250719B Bellwether : 76183-471R | GLE : WJE250719B Bellwether : 76183-471R | GLE : WJE250719B Bellwether : 76183-471R | GLE : WJE250719B Bellwether : 76183-471R | GLE : WJE250719B Bellwether : 76183-471R
| Quantity | 2 | 2 | 2 | 2 | 2 | 2 | 2 | 2
07- RJ45 Cable, shield, GREEN, 1800mm | ODM PN | GLE : TEMP-S000235717 Bellwether : TEMP-S000236708 | GLE : TEMP-S000235717 Bellwether : TEMP-S000236708 | GLE : TEMP-S000235717 Bellwether : TEMP-S000236708 | GLE : TEMP-S000235717 Bellwether : TEMP-S000236708 | GLE : TEMP-S000235717 Bellwether : TEMP-S000236708 | GLE : TEMP-S000235717 Bellwether : TEMP-S000236708 | GLE : TEMP-S000235717 Bellwether : TEMP-S000236708 | GLE : TEMP-S000235717 Bellwether : TEMP-S000236708
| FB PN | 07-100964 | 07-100964 | 07-100964 | 07-100964 | 07-100964 | 07-100964 | 07-100964 | 07-100964
| Vendor | GLE/ Bellwether | GLE/ Bellwether | GLE/ Bellwether | GLE/ Bellwether | GLE/ Bellwether | GLE/ Bellwether | GLE/ Bellwether | GLE/ Bellwether
| MPN | GLE : WJE250720B Bellwether : 76183-464R | GLE : WJE250720B Bellwether : 76183-464R | GLE : WJE250720B Bellwether : 76183-464R | GLE : WJE250720B Bellwether : 76183-464R | GLE : WJE250720B Bellwether : 76183-464R | GLE : WJE250720B Bellwether : 76183-464R | GLE : WJE250720B Bellwether : 76183-464R | GLE : WJE250720B Bellwether : 76183-464R
| Quantity | 6 | 6 | 6 | 6 | 6 | 6 | 6 | 6
07- RJ45 Cable, shield, GREEN, 2000mm | ODM PN | GLE : TEMP-S000235713 Bellwether : TEMP-S000236677 | GLE : TEMP-S000235713 Bellwether : TEMP-S000236677 | GLE : TEMP-S000235713 Bellwether : TEMP-S000236677 | GLE : TEMP-S000235713 Bellwether : TEMP-S000236677 | GLE : TEMP-S000235713 Bellwether : TEMP-S000236677 | GLE : TEMP-S000235713 Bellwether : TEMP-S000236677 | GLE : TEMP-S000235713 Bellwether : TEMP-S000236677 | GLE : TEMP-S000235713 Bellwether : TEMP-S000236677
| FB PN | 07-100965 | 07-100965 | 07-100965 | 07-100965 | 07-100965 | 07-100965 | 07-100965 | 07-100965
| Vendor | GLE/ Bellwether | GLE/ Bellwether | GLE/ Bellwether | GLE/ Bellwether | GLE/ Bellwether | GLE/ Bellwether | GLE/ Bellwether | GLE/ Bellwether
| MPN | GLE : WJE250704B Bellwether : 76183-465R Bellwether : 76183-475R | GLE : WJE250704B Bellwether : 76183-465R Bellwether : 76183-475R | GLE : WJE250704B Bellwether : 76183-465R Bellwether : 76183-475R | GLE : WJE250704B Bellwether : 76183-465R Bellwether : 76183-475R | GLE : WJE250704B Bellwether : 76183-465R Bellwether : 76183-475R | GLE : WJE250704B Bellwether : 76183-465R Bellwether : 76183-475R | GLE : WJE250704B Bellwether : 76183-465R Bellwether : 76183-475R | GLE : WJE250704B Bellwether : 76183-465R Bellwether : 76183-475R |  | Update MPN
| Quantity | 6 | 6 | 6 | 6 | 6 | 6 | 6 | 6
07- RJ45 Cable, shield, GREEN, 2100mm | ODM PN | GLE : TEMP-S000235711 Bellwether : TEMP-S000235712 | GLE : TEMP-S000235711 Bellwether : TEMP-S000235712 | GLE : TEMP-S000235711 Bellwether : TEMP-S000235712 | GLE : TEMP-S000235711 Bellwether : TEMP-S000235712 | GLE : TEMP-S000235711 Bellwether : TEMP-S000235712 | GLE : TEMP-S000235711 Bellwether : TEMP-S000235712 | GLE : TEMP-S000235711 Bellwether : TEMP-S000235712 | GLE : TEMP-S000235711 Bellwether : TEMP-S000235712 |  | add GLE、Bellwether depiction
| FB PN | 07-100966 | 07-100966 | 07-100966 | 07-100966 | 07-100966 | 07-100966 | 07-100966 | 07-100966
| Vendor | GLE/ Bellwether | GLE/ Bellwether | GLE/ Bellwether | GLE/ Bellwether | GLE/ Bellwether | GLE/ Bellwether | GLE/ Bellwether | GLE/ Bellwether
| MPN | GLE : WJE250721B Bellwether : 76183-476R | GLE : WJE250721B Bellwether : 76183-476R | GLE : WJE250721B Bellwether : 76183-476R | GLE : WJE250721B Bellwether : 76183-476R | GLE : WJE250721B Bellwether : 76183-476R | GLE : WJE250721B Bellwether : 76183-476R | GLE : WJE250721B Bellwether : 76183-476R | GLE : WJE250721B Bellwether : 76183-476R
| Quantity | 6 | 6 | 6 | 6 | 6 | 6 | 6 | 6
07- RJ45 Cable, shield, GREEN, 2800mm | ODM PN | GLE : TEMP-S000235710 Bellwether : TEMP-S000235709 | GLE : TEMP-S000235710 Bellwether : TEMP-S000235709 | GLE : TEMP-S000235710 Bellwether : TEMP-S000235709 | GLE : TEMP-S000235710 Bellwether : TEMP-S000235709 | GLE : TEMP-S000235710 Bellwether : TEMP-S000235709 | GLE : TEMP-S000235710 Bellwether : TEMP-S000235709 | GLE : TEMP-S000235710 Bellwether : TEMP-S000235709 | GLE : TEMP-S000235710 Bellwether : TEMP-S000235709 |  | add GLE、Bellwether depiction
| FB PN | 07-100967 | 07-100967 | 07-100967 | 07-100967 | 07-100967 | 07-100967 | 07-100967 | 07-100967
| Vendor | GLE/ Bellwether | GLE/ Bellwether | GLE/ Bellwether | GLE/ Bellwether | GLE/ Bellwether | GLE/ Bellwether | GLE/ Bellwether | GLE/ Bellwether
| MPN | GLE : WJE250722B Bellwether : 76183-477R | GLE : WJE250722B Bellwether : 76183-477R | GLE : WJE250722B Bellwether : 76183-477R | GLE : WJE250722B Bellwether : 76183-477R | GLE : WJE250722B Bellwether : 76183-477R | GLE : WJE250722B Bellwether : 76183-477R | GLE : WJE250722B Bellwether : 76183-477R | GLE : WJE250722B Bellwether : 76183-477R
| Quantity | 2 | 2 | 2 | 2 | 2 | 2 | 2 | 2
07- Leakage sensor RJ45 cable - 5600mm | ODM PN | TEMP-S000222267 TEMP-S000230369 TEMP-S000231548 TEMP-S000232704 | TEMP-S000222267 TEMP-S000230369 TEMP-S000231548 TEMP-S000232704 | TEMP-S000222267 TEMP-S000230369 TEMP-S000231548 TEMP-S000232704 | TEMP-S000222267 TEMP-S000230369 TEMP-S000231548 TEMP-S000232704 | TEMP-S000222267 TEMP-S000230369 TEMP-S000231548 TEMP-S000232704 | TEMP-S000222267 TEMP-S000230369 TEMP-S000231548 TEMP-S000232704 | TEMP-S000222267 TEMP-S000230369 TEMP-S000231548 TEMP-S000232704 | TEMP-S000222267 TEMP-S000230369 TEMP-S000231548 TEMP-S000232704 | 7/2: now we need it per Dipni Not required per PQE
| FB PN | 07-100524 | 07-100524 | 07-100524 | 07-100524 | 07-100524 | 07-100524 | 07-100524 | 07-100524
| Vendor | Amphenol/ JPC/ Molex | Amphenol/ JPC/ Molex | Amphenol/ JPC/ Molex | Amphenol/ JPC/ Molex | Amphenol/ JPC/ Molex | Amphenol/ JPC/ Molex | Amphenol/ JPC/ Molex | Amphenol/ JPC/ Molex
| MPN | Amphenpl : HWHHW-AA08 Amphenpl : HWHHW-BF76 JPC : PCB012701444-1 Molex : 686031212 | Amphenpl : HWHHW-AA08 Amphenpl : HWHHW-BF76 JPC : PCB012701444-1 Molex : 686031212 | Amphenpl : HWHHW-AA08 Amphenpl : HWHHW-BF76 JPC : PCB012701444-1 Molex : 686031212 | Amphenpl : HWHHW-AA08 Amphenpl : HWHHW-BF76 JPC : PCB012701444-1 Molex : 686031212 | Amphenpl : HWHHW-AA08 Amphenpl : HWHHW-BF76 JPC : PCB012701444-1 Molex : 686031212 | Amphenpl : HWHHW-AA08 Amphenpl : HWHHW-BF76 JPC : PCB012701444-1 Molex : 686031212 | Amphenpl : HWHHW-AA08 Amphenpl : HWHHW-BF76 JPC : PCB012701444-1 Molex : 686031212 | Amphenpl : HWHHW-AA08 Amphenpl : HWHHW-BF76 JPC : PCB012701444-1 Molex : 686031212
| Quantity | 1 | 1 | 1 | 1 | 1 | 1 | 1 | 1
07- Hot RMF leakage sensor cable - 5500mm | ODM PN | TEMP-S000230781 TEMP-S000231549 TEMP-S000232705 | TEMP-S000230781 TEMP-S000231549 TEMP-S000232705 | TEMP-S000230781 TEMP-S000231549 TEMP-S000232705 | TEMP-S000230781 TEMP-S000231549 TEMP-S000232705 | TEMP-S000230781 TEMP-S000231549 TEMP-S000232705 | TEMP-S000230781 TEMP-S000231549 TEMP-S000232705 | TEMP-S000230781 TEMP-S000231549 TEMP-S000232705 | TEMP-S000230781 TEMP-S000231549 TEMP-S000232705
| FB PN | 07-100968 | 07-100968 | 07-100968 | 07-100968 | 07-100968 | 07-100968 | 07-100968 | 07-100968
| Vendor | Amphenol/ JPC/ Molex | Amphenol/ JPC/ Molex | Amphenol/ JPC/ Molex | Amphenol/ JPC/ Molex | Amphenol/ JPC/ Molex | Amphenol/ JPC/ Molex | Amphenol/ JPC/ Molex | Amphenol/ JPC/ Molex
| MPN | Amphenpl : HWHHW-AW42 JPC : PCB012701444-3 Molex : 686031211 | Amphenpl : HWHHW-AW42 JPC : PCB012701444-3 Molex : 686031211 | Amphenpl : HWHHW-AW42 JPC : PCB012701444-3 Molex : 686031211 | Amphenpl : HWHHW-AW42 JPC : PCB012701444-3 Molex : 686031211 | Amphenpl : HWHHW-AW42 JPC : PCB012701444-3 Molex : 686031211 | Amphenpl : HWHHW-AW42 JPC : PCB012701444-3 Molex : 686031211 | Amphenpl : HWHHW-AW42 JPC : PCB012701444-3 Molex : 686031211 | Amphenpl : HWHHW-AW42 JPC : PCB012701444-3 Molex : 686031211
| Quantity | 2 --> 3 | 2 --> 3 | 2 --> 3 | 2 --> 3 | 2 --> 3 | 2 --> 3 | 2 --> 3 | 2 --> 3 |  | Why does the number of cables need to be increased to 3?
07- Cold RMF leakage sensor cable - 6500mm | ODM PN | TEMP-S000230782 TEMP-S000231550 TEMP-S000232706 | TEMP-S000230782 TEMP-S000231550 TEMP-S000232706 | TEMP-S000230782 TEMP-S000231550 TEMP-S000232706 | TEMP-S000230782 TEMP-S000231550 TEMP-S000232706 | TEMP-S000230782 TEMP-S000231550 TEMP-S000232706 | TEMP-S000230782 TEMP-S000231550 TEMP-S000232706 | TEMP-S000230782 TEMP-S000231550 TEMP-S000232706 | TEMP-S000230782 TEMP-S000231550 TEMP-S000232706
| FB PN | 07-100969 | 07-100969 | 07-100969 | 07-100969 | 07-100969 | 07-100969 | 07-100969 | 07-100969
| Vendor | Amphenol/ JPC/ Molex | Amphenol/ JPC/ Molex | Amphenol/ JPC/ Molex | Amphenol/ JPC/ Molex | Amphenol/ JPC/ Molex | Amphenol/ JPC/ Molex | Amphenol/ JPC/ Molex | Amphenol/ JPC/ Molex
| MPN | Amphenpl : HWHHW-AW41 JPC : PCB012701444-2 Molex : 686031210 | Amphenpl : HWHHW-AW41 JPC : PCB012701444-2 Molex : 686031210 | Amphenpl : HWHHW-AW41 JPC : PCB012701444-2 Molex : 686031210 | Amphenpl : HWHHW-AW41 JPC : PCB012701444-2 Molex : 686031210 | Amphenpl : HWHHW-AW41 JPC : PCB012701444-2 Molex : 686031210 | Amphenpl : HWHHW-AW41 JPC : PCB012701444-2 Molex : 686031210 | Amphenpl : HWHHW-AW41 JPC : PCB012701444-2 Molex : 686031210 | Amphenpl : HWHHW-AW41 JPC : PCB012701444-2 Molex : 686031210
| Quantity | 1 | 1 | 1 | 1 | 1 | 1 | 1 | 1
Termination plug, 120 ohm | ODM PN | TEMP-S000227590 | TEMP-S000227590 | TEMP-S000227590 | TEMP-S000227590 | TEMP-S000227590 | TEMP-S000227590 | TEMP-S000227590 | TEMP-S000227590
| FB PN | 27-100417 | 27-100417 | 27-100417 | 27-100417 | 27-100417 | 27-100417 | 27-100417 | 27-100417
| Vendor | Amphenol | Amphenol | Amphenol | Amphenol | Amphenol | Amphenol | Amphenol | Amphenol
| MPN | RJP-1MF-0002-HF | RJP-1MF-0002-HF | RJP-1MF-0002-HF | RJP-1MF-0002-HF | RJP-1MF-0002-HF | RJP-1MF-0002-HF | RJP-1MF-0002-HF | RJP-1MF-0002-HF
| Quantity | 1 | 1 | 1 | 1 | 1 | 1 | 1 | 1
1OU Pizza Box | ODM PN | TEMP-S000223211 | TEMP-S000223211 | TEMP-S000223211 | TEMP-S000223211 | TEMP-S000223211 | TEMP-S000223211 | TEMP-S000223211 | TEMP-S000223211
| FB PN | 05-000676 | 05-000676 | 05-000676 | 05-000676 | 05-000676 | 05-000676 | 05-000676 | 05-000676
| Vendor | Blue Rose Packaging | Blue Rose Packaging | Blue Rose Packaging | Blue Rose Packaging | Blue Rose Packaging | Blue Rose Packaging | Blue Rose Packaging | Blue Rose Packaging
| MPN | BRP-61425.ARB | BRP-61425.ARB | BRP-61425.ARB | BRP-61425.ARB | BRP-61425.ARB | BRP-61425.ARB | BRP-61425.ARB | BRP-61425.ARB
| Quantity | 1->3 | 1->3 | 1->3 | 1->3 | 1->3 | 1->3 | 1->3 | 1->3
2OU Pizza Box | ODM PN | TEMP-S000223212 | TEMP-S000223212 | TEMP-S000223212 | TEMP-S000223212 | TEMP-S000223212 | TEMP-S000223212 | TEMP-S000223212 | TEMP-S000223212
| FB PN | 05-000677 | 05-000677 | 05-000677 | 05-000677 | 05-000677 | 05-000677 | 05-000677 | 05-000677
| Vendor | Blue Rose Packaging | Blue Rose Packaging | Blue Rose Packaging | Blue Rose Packaging | Blue Rose Packaging | Blue Rose Packaging | Blue Rose Packaging | Blue Rose Packaging
| MPN | BRP-63320.ARB | BRP-63320.ARB | BRP-63320.ARB | BRP-63320.ARB | BRP-63320.ARB | BRP-63320.ARB | BRP-63320.ARB | BRP-63320.ARB
| Quantity | 3->2 | 3->2 | 3->2 | 3->2 | 3->2 | 3->2 | 3->2 | 3->2
07-23- Fiber Patch Kit | ODM PN | TEMP-S000247203 | TEMP-S000247203 | TEMP-S000247203 | TEMP-S000247203 | TEMP-S000247203 | TEMP-S000247203 | TEMP-S000247203 | TEMP-S000247203
| FB PN | 07-101097 23-105723 | 07-101097 23-105723 | 07-101097 23-105723 | 07-101097 23-105723 | 07-101097 23-105723 | 07-101097 23-105723 | 07-101097 23-105723 | 07-101097 23-105723
| Vendor | Foxconn | Foxconn | Foxconn | Foxconn | Foxconn | Foxconn | Foxconn | Foxconn | Need ODM PN and MPN
| MPN | TEMP-S000247203 | TEMP-S000247203 | TEMP-S000247203 | TEMP-S000247203 | TEMP-S000247203 | TEMP-S000247203 | TEMP-S000247203 | TEMP-S000247203
| Quantity | 1 | 1 | 1 | 1 | 1 | 1 | 1 | 1
27 - Fiber Patch Panel | ODM PN | TEMP-S000222270 | TEMP-S000222270 | TEMP-S000222270 | TEMP-S000222270 | TEMP-S000222270 | TEMP-S000222270 | TEMP-S000222270 | TEMP-S000222270 | ODM PN is already used in Catalina FBPN | DSF Only
| FB PN | 27-100511 | 27-100511 | 27-100511 | 27-100511 | 27-100511 | 27-100511 | 27-100511 | 27-100511
| Vendor | Corning | Corning | Corning | Corning | Corning | Corning | Corning | Corning
| MPN | FC-F-01OU128MCA | FC-F-01OU128MCA | FC-F-01OU128MCA | FC-F-01OU128MCA | FC-F-01OU128MCA | FC-F-01OU128MCA | FC-F-01OU128MCA | FC-F-01OU128MCA |  | DSF Only
| Quantity | 1 | 1 | 1 | 1 | 1 | 1 | 1 | 1
Fiber Cable 2.3 m | ODM PN | TEMP-S000239843 | TEMP-S000239843 | TEMP-S000239843 | TEMP-S000239843 | TEMP-S000239843 | TEMP-S000239843 | TEMP-S000239843 | TEMP-S000239843 |  | DSF Only, update ODM PN
| FB PN | 07-101095 23-105724 | 07-101095 23-105724 | 07-101095 23-105724 | 07-101095 23-105724 | 07-101095 23-105724 | 07-101095 23-105724 | 07-101095 23-105724 | 07-101095 23-105724 | Removed per confirmation from PQE
| Vendor | Corning | Corning | Corning | Corning | Corning | Corning | Corning | Corning
| MPN | CB-BE-HH-16MCF2MTP-G1760 | CB-BE-HH-16MCF2MTP-G1760 | CB-BE-HH-16MCF2MTP-G1760 | CB-BE-HH-16MCF2MTP-G1760 | CB-BE-HH-16MCF2MTP-G1760 | CB-BE-HH-16MCF2MTP-G1760 | CB-BE-HH-16MCF2MTP-G1760 | CB-BE-HH-16MCF2MTP-G1760 |  | DSF Only, update MPN
| Quantity | 16 -> 20 | 16 -> 20 | 16 -> 20 | 16 -> 20 | 16 -> 20 | 16 -> 20 | 16 -> 20 | 16 -> 20 |  | Update Quantity
Fiber Cable 3.2 m | ODM PN | TEMP-S000239844 | TEMP-S000239844 | TEMP-S000239844 | TEMP-S000239844 | TEMP-S000239844 | TEMP-S000239844 | TEMP-S000239844 | TEMP-S000239844 |  | DSF Only, update ODM PN
| FB PN | 07-101096 23-105725 | 07-101096 23-105725 | 07-101096 23-105725 | 07-101096 23-105725 | 07-101096 23-105725 | 07-101096 23-105725 | 07-101096 23-105725 | 07-101096 23-105725 | Removed per confirmation from PQE
| Vendor | Corning | Corning | Corning | Corning | Corning | Corning | Corning | Corning
| MPN | CB-BE-HH-16MCF2MTP-G2660 | CB-BE-HH-16MCF2MTP-G2660 | CB-BE-HH-16MCF2MTP-G2660 | CB-BE-HH-16MCF2MTP-G2660 | CB-BE-HH-16MCF2MTP-G2660 | CB-BE-HH-16MCF2MTP-G2660 | CB-BE-HH-16MCF2MTP-G2660 | CB-BE-HH-16MCF2MTP-G2660 |  | DSF Only, update MPN
| Quantity | 20 -> 16 | 20 -> 16 | 20 -> 16 | 20 -> 16 | 20 -> 16 | 20 -> 16 | 20 -> 16 | 20 -> 16 |  | Update Quantity
23- Fiber Cable 3.6 m | ODM PN | TEMP-S000222463 | TEMP-S000222463 | TEMP-S000222463 | TEMP-S000222463 | TEMP-S000222463 | TEMP-S000222463 | TEMP-S000222463 | TEMP-S000222463
| FB PN | 23-106010 | 23-106010 | 23-106010 | 23-106010 | 23-106010 | 23-106010 | 23-106010 | 23-106010
| Vendor | Corning | Corning | Corning | Corning | Corning | Corning | Corning | Corning
| MPN | CB-BE-HH-24MCF3MTP-GR4B | CB-BE-HH-24MCF3MTP-GR4B | CB-BE-HH-24MCF3MTP-GR4B | CB-BE-HH-24MCF3MTP-GR4B | CB-BE-HH-24MCF3MTP-GR4B | CB-BE-HH-24MCF3MTP-GR4B | CB-BE-HH-24MCF3MTP-GR4B | CB-BE-HH-24MCF3MTP-GR4B
| Quantity | 48 | 48 | 48 | 48 | 48 | 48 | 48 | 48
GB300 - Crated Version Packaging (For IGS EPD2) | ODM PN | TEMP-S000239945 | TEMP-S000239945 | TEMP-S000239945 | TEMP-S000239945 | TEMP-S000239945 | TEMP-S000239945 | TEMP-S000239945 | TEMP-S000239945 |  | Use either Crated version or Crate-less version
| FB PN | TBD | TBD | TBD | TBD | TBD | TBD | TBD | TBD
| Vendor | Transpak | Transpak | Transpak | Transpak | Transpak | Transpak | Transpak | Transpak
| MPN | 373-0916 | 373-0916 | 373-0916 | 373-0916 | 373-0916 | 373-0916 | 373-0916 | 373-0916
| Quantity | 1 | 1 | 1 | 1 | 1 | 1 | 1 | 1
GB300 - Crate-less Packaging(For GDL) | ODM PN | TEMP-S000239946 | TEMP-S000239946 | TEMP-S000239946 | TEMP-S000239946 | TEMP-S000239946 | TEMP-S000239946 | TEMP-S000239946 | TEMP-S000239946 |  | Use either Crated version or Crate-less version
| FB PN | TBD | TBD | TBD | TBD | TBD | TBD | TBD | TBD
| Vendor | Transpak | Transpak | Transpak | Transpak | Transpak | Transpak | Transpak | Transpak
| MPN | 373-0915 | 373-0915 | 373-0915 | 373-0915 | 373-0915 | 373-0915 | 373-0915 | 373-0915
| Quantity | 1 | 1 | 1 | 1 | 1 | 1 | 1 | 1
GB300 - Support tower left | ODM PN | TBD | TBD | TBD | TBD | TBD | TBD | TBD | TBD
| FB PN | TBD | TBD | TBD | TBD | TBD | TBD | TBD | TBD
| Vendor | Transpak | Transpak | Transpak | Transpak | Transpak | Transpak | Transpak | Transpak
| MPN | 370-0402 | 370-0402 | 370-0402 | 370-0402 | 370-0402 | 370-0402 | 370-0402 | 370-0402
| Quantity | 2 | 2 | 2 | 2 | 2 | 2 | 2 | 2
GB300 - Support tower right | ODM PN | TBD | TBD | TBD | TBD | TBD | TBD | TBD | TBD
| FB PN | TBD | TBD | TBD | TBD | TBD | TBD | TBD | TBD
| Vendor | Transpak | Transpak | Transpak | Transpak | Transpak | Transpak | Transpak | Transpak
| MPN | 370-0403 | 370-0403 | 370-0403 | 370-0403 | 370-0403 | 370-0403 | 370-0403 | 370-0403
| Quantity | 2 | 2 | 2 | 2 | 2 | 2 | 2 | 2
Remark | Update
TBD
Delete

## GB300
DVT
| Vendor A | Vendor B | Vendor C | Vendor D | Vendor A % | Vendor B % | Vendor C % | Vendor D%
Commodity
2TB Data/Boot Drive | Samsung(PM9D3a) | Mricon (7450) | Kioxia (X7DP) | Samsung(PM9D3a) | 34% | 33% | 33%
4x 8TB E1.S 25mm data drive | Samsung(PM9D3a) | WD(SN861) | Micron(7550 | Samsung(PM9D3a) | 34% | 33% | 33%
Thermal
Cold plate w/ manifold | Cooler Master | AVC | Auras | Boyd | 120% | 100% | 20% | 20% |  |  |  | L10
Rack Manifold | Cooler Master | AVC | Auras | Cooler Master | 120% | 100% | 20% |  |  |  |  | L11
Fan | AVC | Sunon | AVC | Sunon | 125% | 125% |  |  | Need to check with Srinivas |  |  | L10
Cables
Busbar Cable | Amphenol | FIT | Amphenol | Amphenol | 100% | 0% | 0% |  | FIX RD samples for verify
Rack Power
5.5K PSU/Power Shelf | AEI | AEI | AEI | AEI | 100% |  |  |  | DVT ues AEI only to map HPR
L11
Rack Materials
800G DAC | Amphenol | TE | Molex | Amphenol | 40% | 35% | 25%
AEC | Credo | Molex | Ampheno | Credo | 50% | 50%% | 0 % |  | Amphenol has FW issue
PVT
| Vendor A | Vendor B | Vendor C | Vendor D | Vendor A % | Vendor B % | Vendor C % | Vendor D%
Commodity
2TB Data/Boot Drive | Samsung | Mricon | Kioxia | Kioxia | 34% | 33% | 33% |  | L10
Thermal
Cold plate w/ manifold | Cooler Master | AVC | Auras | Boyd | 120% | 100% | 20% | 20% | L10
Rack Manifold | Cooler Master | AVC | Auras | Cooler Master | 120% | 100% | 20% |  | L11
Fan | FXN | Sunon | AVC | Delta | 10% | 30% | 50% | 10% | L10
Cables
Busbar Cable | Amphenol | FIT | Amphenol | Amphenol | 100% | 0% | 0% |  | L10
Rack Power
PVT1- 5.5K PSU/Power Shelf | AEI | Delta | AEI | Delta | 62.5%% | 37.5%% |  |  | L11 | PVT1: all NSF | AEIx5 racks (4 to DC) / Deltax3 racks (IGS team)
PVT2- 5.5K PSU/Power Shelf | AEI | Delta | AEI | Delta | 50% | 50% |  |  | L11 | PVT2: 40 NSF + 28 DSF (40 NSF to DC + 27 DSF to DC) 1 DSF to IGS GB300
Rack Materials
800G DAC | Amphenol | TE | Molex | Amphenol | 40% | 35% | 25% |  | L11
AEC | Credo | Molex | Ampheno | Credo | 50% | 25% | 25% |  | L11 | Need to check when Amphenol FW can be fixed
DSF only | [8 empty] | DSF only
Transceivers (Optics) | Eoptolink | Innolight | Eoptolink | Innolight |  |  |  |  | L11
Fiber Cables | [8 empty] | L11

## PVT2- L11 Build Matrix-NSF (hidden)
For Meta
For Ingrasys
Ingrasys | Configuration | Config A | Config B | Config C | Config D | Config E | Config F | Config G | Config H | Meta Comments | Ingrasys Note
| Description | Rack Manifold : Cooler Master PVT1- 5.5K PSU/Power Shelf : AEI PVT2- 5.5K PSU/Power Shelf : AEI 800G DAC : Amphenol AEC : Credo RMC: Quanta | Rack Manifold : AVC PVT1- 5.5K PSU/Power Shelf : Delta PVT2- 5.5K PSU/Power Shelf : Delta 800G DAC : TE AEC : Molex RMC: Quanta | Rack Manifold : Auras PVT1- 5.5K PSU/Power Shelf : AEI PVT2- 5.5K PSU/Power Shelf : AEI 800G DAC : Molex AEC : Ampheno RMC: Quanta | Rack Manifold : Cooler Master PVT1- 5.5K PSU/Power Shelf : Delta PVT2- 5.5K PSU/Power Shelf : Delta 800G DAC : Amphenol AEC : Credo RMC: Quanta | Rack Manifold : Cooler Master PVT1- 5.5K PSU/Power Shelf : AEI PVT2- 5.5K PSU/Power Shelf : AEI 800G DAC : Amphenol AEC : Credo RMC: Ingrasys | Rack Manifold : AVC PVT1- 5.5K PSU/Power Shelf : Delta PVT2- 5.5K PSU/Power Shelf : Delta 800G DAC : TE AEC : Molex RMC: Ingrasys | Rack Manifold : Auras PVT1- 5.5K PSU/Power Shelf : AEI PVT2- 5.5K PSU/Power Shelf : AEI 800G DAC : Molex AEC : Ampheno RMC: Ingrasys | Rack Manifold : Cooler Master PVT1- 5.5K PSU/Power Shelf : Delta PVT2- 5.5K PSU/Power Shelf : Delta 800G DAC : Amphenol AEC : Credo RMC: Ingrasys
| Rack Qty | 1 | 1 | 1 | 1 | 1 | 1 | 1 | 1
Meta Clemente_L11 Rack ASSY, NSF | FBPN | 15-103031 | 15-103032 | 15-103033 | 15-103034 | 15-103024 | 15-103025 | 15-103026 | 15-103027
| ODM PN | 1A72GA900-600-G | 1A72GA900-600-G | 1A72GA900-600-G | 1A72GA900-600-G | 1A72GA900-600-G | 1A72GA900-600-G | 1A72GA900-600-G | 1A72GA900-600-G
01- CI Compute Tray Assy | ODM PN | 1A72G4C00-600-G (Samsung) 1A72G4D00-600-G (Micron) 1A72G4A00-600-G (WD) | 1A72G4C00-600-G (Samsung) 1A72G4D00-600-G (Micron) 1A72G4A00-600-G (WD) | 1A72G4C00-600-G (Samsung) 1A72G4D00-600-G (Micron) 1A72G4A00-600-G (WD) | 1A72G4C00-600-G (Samsung) 1A72G4D00-600-G (Micron) 1A72G4A00-600-G (WD) | 1A72G4C00-600-G (Samsung) 1A72G4D00-600-G (Micron) 1A72G4A00-600-G (WD) | 1A72G4C00-600-G (Samsung) 1A72G4D00-600-G (Micron) 1A72G4A00-600-G (WD) | 1A72G4C00-600-G (Samsung) 1A72G4D00-600-G (Micron) 1A72G4A00-600-G (WD) | 1A72G4C00-600-G (Samsung) 1A72G4D00-600-G (Micron) 1A72G4A00-600-G (WD) |  | 4x 8TB E1.S 25mm data drives are not configured, is this normal?
| FB PN | 01-101313 (Samsung) | 01-101314 (Micron) | 01-101315 (WD) | 01-101315 | 01-101313 (Samsung) | 01-101314 (Micron) | 01-101315 (WD) | 01-101313 01-101315
| Quantity | 18 | 18 | 18 | 18 | 18 | 18 | 18 | 18
01- CI RMC Tray Assy (IGS) | ODM PN | Quanta : TEMP-S000235726(FAB4) | Quanta : TEMP-S000235726(FAB4) | Quanta : TEMP-S000235726(FAB4) | Quanta : TEMP-S000235726(FAB4) |  |  |  |  | Need ODMPN for 01-101333 | Michael hopes that RMC will differentiate IGS and Quanta and each get an independent FBPN
| FB PN | 01-101332 | 01-101332 | 01-101332 | 01-101332 | 01-101333 | 01-101333 | 01-101333 | 01-101333 |  | need change?
| Vendor | Qunta | Qunta | Qunta | Qunta | Foxconn | Foxconn | Foxconn | Foxconn
| MPN | Quanta : 3RL05MA00A0(FAB4) | Quanta : 3RL05MA00A0(FAB4) | Quanta : 3RL05MA00A0(FAB4) | Quanta : 3RL05MA00A0(FAB4) | FXN - IGS : 1A72GK400-600-G(FAB4) | FXN - IGS : 1A72GK400-600-G(FAB4) | FXN - IGS : 1A72GK400-600-G(FAB4) | FXN - IGS : 1A72GK400-600-G(FAB4)
| Quantity | 1 | 1 | 1 | 1 | 1 | 1 | 1 | 1
20 - CI NVSO Tray Assy | ODM PN | TEMP-S000228117 | TEMP-S000228117 | TEMP-S000228117 | TEMP-S000228117 | TEMP-S000228117 | TEMP-S000228117 | TEMP-S000228117 | TEMP-S000228117 |  | Do we need to create a new ODM PN?
| FB PN | 20-100201 | 20-100201 | 20-100201 | 20-100201 | 20-100201 | 20-100201 | 20-100201 | 20-100201 |  | No, TEMP-S000228117 wasn't on 20-100201 prior to this update. It is added now.
| Vendor | NVIDIA | NVIDIA | NVIDIA | NVIDIA | NVIDIA | NVIDIA | NVIDIA | NVIDIA
| MPN | 920-9K33R-00MV-GS0 | 920-9K33R-00MV-GS0 | 920-9K33R-00MV-GS0 | 920-9K33R-00MV-GS0 | 920-9K33R-00MV-GS0 | 920-9K33R-00MV-GS0 | 920-9K33R-00MV-GS0 | 920-9K33R-00MV-GS0
| Quantity | 9 | 9 | 9 | 9 | 9 | 9 | 9 | 9
55 - Rack & Power Sub-assy, PVT, NSF | ODM PN | 1A72GK500-600-GNS |  | 1A72GK500-600-GNS |  | 1A72GK500-600-GNS |  | 1A72GK500-600-GNS |  | Need ODM PN
| FB PN | 55-100207 | 55-100223 | 55-100207 | 55-100223 | 55-100207 | 55-100223 | 55-100207 | 55-100223
| Vendor | FOXCONN/EPD2 | FOXCONN/EPD2 | FOXCONN/EPD2 | FOXCONN/EPD2 | FOXCONN/EPD2 | FOXCONN/EPD2 | FOXCONN/EPD2 | FOXCONN/EPD2
| MPN | 1A72GK500-600-GNS |  | 1A72GK500-600-GNS |  | 1A72GK500-600-GNS |  | 1A72GK500-600-GNS
| Quantity | 1 | 1 | 1 | 1 | 1 | 1 | 1 | 1
06- IT Rack Frame | ODM PN | TEMP-S000229614 | TEMP-S000229614 | TEMP-S000229614 | TEMP-S000229614 | TEMP-S000229614 | TEMP-S000229614 | TEMP-S000229614 | TEMP-S000229614
| FB PN | 06-100018 | 06-100018 | 06-100018 | 06-100018 | 06-100018 | 06-100018 | 06-100018 | 06-100018
| Vendor | Rittal | Rittal | Rittal | Rittal | Rittal | Rittal | Rittal | Rittal
| MPN | 7844664 | 7844664 | 7844664 | 7844664 | 7844664 | 7844664 | 7844664 | 7844664
| Quantity | 1 | 1 | 1 | 1 | 1 | 1 | 1 | 1
Canister | ODM PN | 1A72B7000-600-G2 | 1A72B7000-600-G2 | 1A72B7000-600-G2 | 1A72B7000-600-G2 | 1A72B7000-600-G2 | 1A72B7000-600-G2 | 1A72B7000-600-G2 | 1A72B7000-600-G2
| FB PN | 27-100238 | 27-100238 | 27-100238 | 27-100238 | 27-100238 | 27-100238 | 27-100238 | 27-100238
| Quantity | 1 | 1 | 1 | 1 | 1 | 1 | 1 | 1
Cable Cartridge (Left/Right) | ODM PN | TEMP-S000224304 | TEMP-S000224304 | TEMP-S000224304 | TEMP-S000224304 | TEMP-S000224304 | TEMP-S000224304 | TEMP-S000224304 | TEMP-S000224304
| FB PN | 07-100580 | 07-100580 | 07-100580 | 07-100580 | 07-100580 | 07-100580 | 07-100580 | 07-100580
| Vendor | NVIDIA | NVIDIA | NVIDIA | NVIDIA | NVIDIA | NVIDIA | NVIDIA | NVIDIA
| MPN | 965-24972-0020-000 | 965-24972-0020-000 | 965-24972-0020-000 | 965-24972-0020-000 | 965-24972-0020-000 | 965-24972-0020-000 | 965-24972-0020-000 | 965-24972-0020-000
| Quantity | 4 | 4 | 4 | 4 | 4 | 4 | 4 | 4
27- ORV3 power shelf rail | ODM PN | TEMP-S000222271 | TEMP-S000222271 | TEMP-S000222271 | TEMP-S000222271 | TEMP-S000222271 | TEMP-S000222271 | TEMP-S000222271 | TEMP-S000222271
| FB PN | 27-001501 | 27-001501 | 27-001501 | 27-001501 | 27-001501 | 27-001501 | 27-001501 | 27-001501
| Vendor | Rittal | Rittal | Rittal | Rittal | Rittal | Rittal | Rittal | Rittal
| MPN | 7844557 | 7844557 | 7844557 | 7844557 | 7844557 | 7844557 | 7844557 | 7844557
| Quantity | 8 | 8 | 8 | 8 | 8 | 8 | 8 | 8
27- ORV3 IT rail | ODM PN | TEMP-S000222274 | TEMP-S000222274 | TEMP-S000222274 | TEMP-S000222274 | TEMP-S000222274 | TEMP-S000222274 | TEMP-S000222274 | TEMP-S000222274
| FB PN | 27-001499 | 27-001499 | 27-001499 | 27-001499 | 27-001499 | 27-001499 | 27-001499 | 27-001499
| Vendor | Rittal | Rittal | Rittal | Rittal | Rittal | Rittal | Rittal | Rittal
| MPN | 7844556 | 7844556 | 7844556 | 7844556 | 7844556 | 7844556 | 7844556 | 7844556
| Quantity | 3 | 3 | 3 | 3 | 3 | 3 | 3 | 3
27- MiniPack3 Railkit | ODM PN | TEMP-S000227145 | TEMP-S000227145 | TEMP-S000227145 | TEMP-S000227145 | TEMP-S000227145 | TEMP-S000227145 | TEMP-S000227145 | TEMP-S000227145
| FB PN | 27-001629 | 27-001629 | 27-001629 | 27-001629 | 27-001629 | 27-001629 | 27-001629 | 27-001629
| Vendor | KingSlide | KingSlide | KingSlide | KingSlide | KingSlide | KingSlide | KingSlide | KingSlide
| MPN | U602-625-IM | U602-625-IM | U602-625-IM | U602-625-IM | U602-625-IM | U602-625-IM | U602-625-IM | U602-625-IM
| Quantity | 1 | 1 | 1 | 1 | 1 | 1 | 1 | 1
27- L10 system rail kit | ODM PN | KS1: TEMP-S000222734 KS2: TEMP-S000222735 KS3: TEMP-S000222736 | KS1: TEMP-S000222734 KS2: TEMP-S000222735 KS3: TEMP-S000222736 | KS1: TEMP-S000222734 KS2: TEMP-S000222735 KS3: TEMP-S000222736 | KS1: TEMP-S000222734 KS2: TEMP-S000222735 KS3: TEMP-S000222736 | KS1: TEMP-S000222734 KS2: TEMP-S000222735 KS3: TEMP-S000222736 | KS1: TEMP-S000222734 KS2: TEMP-S000222735 KS3: TEMP-S000222736 | KS1: TEMP-S000222734 KS2: TEMP-S000222735 KS3: TEMP-S000222736 | KS1: TEMP-S000222734 KS2: TEMP-S000222735 KS3: TEMP-S000222736
| FB PN | 27-100239 | 27-100239 | 27-100239 | 27-100239 | 27-100239 | 27-100239 | 27-100239 | 27-100239
| Vendor | Kingslide | Kingslide | Kingslide | Kingslide | Kingslide | Kingslide | Kingslide | Kingslide
| MPN | Kingslide1: A5682627DPZZBNQ Kingslide2: A5682627DPZZANQ Kingslide3: A5682627CPZZ1NP | Kingslide1: A5682627DPZZBNQ Kingslide2: A5682627DPZZANQ Kingslide3: A5682627CPZZ1NP | Kingslide1: A5682627DPZZBNQ Kingslide2: A5682627DPZZANQ Kingslide3: A5682627CPZZ1NP | Kingslide1: A5682627DPZZBNQ Kingslide2: A5682627DPZZANQ Kingslide3: A5682627CPZZ1NP | Kingslide1: A5682627DPZZBNQ Kingslide2: A5682627DPZZANQ Kingslide3: A5682627CPZZ1NP | Kingslide1: A5682627DPZZBNQ Kingslide2: A5682627DPZZANQ Kingslide3: A5682627CPZZ1NP | Kingslide1: A5682627DPZZBNQ Kingslide2: A5682627DPZZANQ Kingslide3: A5682627CPZZ1NP | Kingslide1: A5682627DPZZBNQ Kingslide2: A5682627DPZZANQ Kingslide3: A5682627CPZZ1NP
| Quantity | 27 | 27 | 27 | 27 | 27 | 27 | 27 | 27
DVT cold rack manifold | ODM PN | TEMP-S000227453(CPC) TEMP-S000230373(Danfoss) TEMP-S000230374(Parker) | TEMP-S000232114(CPC) TEMP-S000232115(Danfoss) TEMP-S000232116(Parker) | TEMP-S000230502(CPC) TEMP-S000230503(Danfoss) TEMP-S000231831(Parker) | TEMP-S000227453(CPC) TEMP-S000230373(Danfoss) TEMP-S000230374(Parker) | TEMP-S000227453(CPC) TEMP-S000230373(Danfoss) TEMP-S000230374(Parker) | TEMP-S000232114(CPC) TEMP-S000232115(Danfoss) TEMP-S000232116(Parker) | TEMP-S000230502(CPC) TEMP-S000230503(Danfoss) TEMP-S000231831(Parker) | TEMP-S000227453(CPC) TEMP-S000230373(Danfoss) TEMP-S000230374(Parker) |  | Update CPC, Danfoss, Parker describe.
| FB PN | 27-100381 | 27-100381 | 27-100381 | 27-100381 | 27-100381 | 27-100381 | 27-100381 | 27-100381
| Vendor | Cooler Master | AVC | Auras | Cooler Master | Cooler Master | AVC | Auras | Cooler Master
| MPN | Cooler Master : LC-05124-01-GP2S1(CPC) Cooler Master : LC-05250-01-GP2S1(Danfoss) Cooler Master : LC-05251-01-GP2S1(Parker) | AVC : SFA4890001(CPC) AVC : SFA4360001(Danfoss) AVC : SFA4920001(Parker) | Auras : 0S53B00059(CPC) Auras : 0S53B00072(Danfoss) Auras : 0S53B00084(Parker) | Cooler Master : LC-05124-01-GP2S1(CPC) Cooler Master : LC-05250-01-GP2S1(Danfoss) Cooler Master : LC-05251-01-GP2S1(Parker) | Cooler Master : LC-05124-01-GP2S1(CPC) Cooler Master : LC-05250-01-GP2S1(Danfoss) Cooler Master : LC-05251-01-GP2S1(Parker) | AVC : SFA4890001(CPC) AVC : SFA4360001(Danfoss) AVC : SFA4920001(Parker) | Auras : 0S53B00059(CPC) Auras : 0S53B00072(Danfoss) Auras : 0S53B00084(Parker) | Cooler Master : LC-05124-01-GP2S1(CPC) Cooler Master : LC-05250-01-GP2S1(Danfoss) Cooler Master : LC-05251-01-GP2S1(Parker) |  | Update CPC, Danfoss, Parker describe.
| Quantity | 1 | 1 | 1 | 1 | 1 | 1 | 1 | 1
DVT hot rack manifold | ODM PN | TEMP-S000227454(CPC) TEMP-S000230375(Danfoss) TEMP-S000230376(Parker) | TEMP-S000232117(CPC) TEMP-S000232118(Danfoss) TEMP-S000232119(Parker) | TEMP-S000230504(CPC) TEMP-S000230505(Danfoss) TEMP-S000231832(Parker) | TEMP-S000227454(CPC) TEMP-S000230375(Danfoss) TEMP-S000230376(Parker) | TEMP-S000227454(CPC) TEMP-S000230375(Danfoss) TEMP-S000230376(Parker) | TEMP-S000232117(CPC) TEMP-S000232118(Danfoss) TEMP-S000232119(Parker) | TEMP-S000230504(CPC) TEMP-S000230505(Danfoss) TEMP-S000231832(Parker) | TEMP-S000227454(CPC) TEMP-S000230375(Danfoss) TEMP-S000230376(Parker) |  | Update CPC, Danfoss, Parker describe.
| FB PN | 27-100380 | 27-100380 | 27-100380 | 27-100380 | 27-100380 | 27-100380 | 27-100380 | 27-100380
| Vendor | Cooler Master | AVC | Auras | Cooler Master | Cooler Master | AVC | Auras | Cooler Master
| MPN | Cooler Master : LC-05125-01-GP2S1(CPC) Cooler Master : LC-05252-01-GP2S1(Danfoss) Cooler Master : LC-05253-01-GP2S1(Parker) | AVC : SFA4880001(CPC) AVC : SFA4370001(Danfoss) AVC : SFA4930001(Parker) | Auras : 0S53B00060(CPC) Auras : 0S53B00073(Danfoss) Auras : 0S53B00085(Parker) | Cooler Master : LC-05125-01-GP2S1(CPC) Cooler Master : LC-05252-01-GP2S1(Danfoss) Cooler Master : LC-05253-01-GP2S1(Parker) | Cooler Master : LC-05125-01-GP2S1(CPC) Cooler Master : LC-05252-01-GP2S1(Danfoss) Cooler Master : LC-05253-01-GP2S1(Parker) | AVC : SFA4880001(CPC) AVC : SFA4370001(Danfoss) AVC : SFA4930001(Parker) | Auras : 0S53B00060(CPC) Auras : 0S53B00073(Danfoss) Auras : 0S53B00085(Parker) | Cooler Master : LC-05125-01-GP2S1(CPC) Cooler Master : LC-05252-01-GP2S1(Danfoss) Cooler Master : LC-05253-01-GP2S1(Parker) |  | Update CPC, Danfoss, Parker describe.
| Quantity | 1 | 1 | 1 | 1 | 1 | 1 | 1 | 1
DVT hose kit cold 4ft | ODM PN | TEMP-S000230377 | TEMP-S000233230 | TEMP-S000231833 | TEMP-S000230377 | TEMP-S000230377 | TEMP-S000233230 | TEMP-S000231833 | TEMP-S000230377 |  | Add this item from DVT Build Matrix
| FB PN | 27-100422 | 27-100422 | 27-100422 | 27-100422 | 27-100422 | 27-100422 | 27-100422 | 27-100422
| Vendor | Cooler Master | AVC | Auras | Cooler Master | Cooler Master | AVC | Auras | Cooler Master
| MPN | Cooler Master : LC-05191-01-GP2S2 | AVC : SFA5480001 | Auras : 0S53B00086 | Cooler Master : LC-05191-01-GP2S2 | Cooler Master : LC-05191-01-GP2S2 | AVC : SFA5480001 | Auras : 0S53B00086 | Cooler Master : LC-05191-01-GP2S2
| Quantity | 1 | 1 | 1 | 1 | 1 | 1 | 1 | 1
DVT hose kit cold 6ft | ODM PN | TEMP-S000230378 | TEMP-S000233232 | TEMP-S000231834 | TEMP-S000230378 | TEMP-S000230378 | TEMP-S000233232 | TEMP-S000231834 | TEMP-S000230378 |  | Add this item from DVT Build Matrix
| FB PN | 27-100421 | 27-100421 | 27-100421 | 27-100421 | 27-100421 | 27-100421 | 27-100421 | 27-100421
| Vendor | Cooler Master | AVC | Auras | Cooler Master | Cooler Master | AVC | Auras | Cooler Master
| MPN | Cooler Master : LC-05193-01-GP2S2 | AVC : SFA5490001 | Auras : 0S53B00087 | Cooler Master : LC-05193-01-GP2S2 | Cooler Master : LC-05193-01-GP2S2 | AVC : SFA5490001 | Auras : 0S53B00087 | Cooler Master : LC-05193-01-GP2S2
| Quantity | 2 | 2 | 2 | 2 | 2 | 2 | 2 | 2
DVT hose kit hot 4ft | ODM PN | TEMP-S000230380 | TEMP-S000233233 | TEMP-S000231835 | TEMP-S000230380 | TEMP-S000230380 | TEMP-S000233233 | TEMP-S000231835 | TEMP-S000230380 |  | Add this item from DVT Build Matrix
| FB PN | 27-100424 | 27-100424 | 27-100424 | 27-100424 | 27-100424 | 27-100424 | 27-100424 | 27-100424
| Vendor | Cooler Master | AVC | Auras | Cooler Master | Cooler Master | AVC | Auras | Cooler Master
| MPN | Cooler Master : LC-05192-01-GP2S2 | AVC : SFA5460001 | Auras : 0S53B00088 | Cooler Master : LC-05192-01-GP2S2 | Cooler Master : LC-05192-01-GP2S2 | AVC : SFA5460001 | Auras : 0S53B00088 | Cooler Master : LC-05192-01-GP2S2
| Quantity | 1 | 1 | 1 | 1 | 1 | 1 | 1 | 1
DVT hose kit hot 6ft | ODM PN | TEMP-S000230381 | TEMP-S000233234 | TEMP-S000231836 | TEMP-S000230381 | TEMP-S000230381 | TEMP-S000233234 | TEMP-S000231836 | TEMP-S000230381 |  | Add this item from DVT Build Matrix
| FB PN | 27-100423 | 27-100423 | 27-100423 | 27-100423 | 27-100423 | 27-100423 | 27-100423 | 27-100423
| Vendor | Cooler Master | AVC | Auras | Cooler Master | Cooler Master | AVC | Auras | Cooler Master
| MPN | Cooler Master : LC-05194-01-GP2S2 | AVC : SFA5470001 | Auras : 0S53B00089 | Cooler Master : LC-05194-01-GP2S2 | Cooler Master : LC-05194-01-GP2S2 | AVC : SFA5470001 | Auras : 0S53B00089 | Cooler Master : LC-05194-01-GP2S2
| Quantity | 2 | 2 | 2 | 2 | 2 | 2 | 2 | 2
14- Power Shelf | ODM PN | TEMP-S000225752 | TEMP-S000222275 | TEMP-S000225752 | TEMP-S000222275 | TEMP-S000225752 | TEMP-S000222275 | TEMP-S000225752 | TEMP-S000222275
| FB PN | 14-100015 14-100009 | 14-100009 | 14-100015 14-100009 | 14-100009 | 14-100015 14-100009 | 14-100009 | 14-100015 14-100009 | 14-100009
| Vendor | AEI | Delta | AEI | Delta | AEI | Delta | AEI | Delta
| MPN | AEI : 700-037148-1000 | Delta : ECD68000020 | AEI : 700-037148-1000 | Delta : ECD68000020 | AEI : 700-037148-1000 | Delta : ECD68000020 | AEI : 700-037148-1000 | Delta : ECD68000020
| Quantity | 4 | 4 | 4 | 4 | 4 | 4 | 4 | 4
03- PSU (5.5 KW) | ODM PN | TEMP-S000225753 | TEMP-S000222284 | TEMP-S000225753 | TEMP-S000222284 | TEMP-S000225753 | TEMP-S000222284 | TEMP-S000225753 | TEMP-S000222284
| FB PN | 03-100049 03-100038 | 03-100038 | 03-100049 03-100038 | 03-100038 | 03-100049 03-100038 | 03-100038 | 03-100049 03-100038 | 03-100038
| Vendor | AEI | Delta | AEI | Delta | AEI | Delta | AEI | Delta
| MPN | AEI :700-037147-0000 | Delta : ECD17010021 REV.02/P2 | AEI :700-037147-0000 | Delta : ECD17010021 REV.02/P2 | AEI :700-037147-0000 | Delta : ECD17010021 REV.02/P2 | AEI :700-037147-0000 | Delta : ECD17010021 REV.02/P2
| Quantity | 24 | 24 | 24 | 24 | 24 | 24 | 24 | 24
07- ORV3 AC Whip, 1600MM | ODM PN | TEMP-S000232312 | TEMP-S000232312 | TEMP-S000232312 | TEMP-S000232312 | TEMP-S000232312 | TEMP-S000232312 | TEMP-S000232312 | TEMP-S000232312
| FB PN | 07-100775 | 07-100775 | 07-100775 | 07-100775 | 07-100775 | 07-100775 | 07-100775 | 07-100775
| Vendor | Amphenol | Amphenol | Amphenol | Amphenol | Amphenol | Amphenol | Amphenol | Amphenol
| MPN | 10178161-C7A301 | 10178161-C7A301 | 10178161-C7A301 | 10178161-C7A301 | 10178161-C7A301 | 10178161-C7A301 | 10178161-C7A301 | 10178161-C7A301
| Quantity | 4 | 4 | 4 | 4 | 4 | 4 | 4 | 4
07- ORV3 AC Whip, 3800MM | ODM PN | TEMP-S000227146 | TEMP-S000227146 | TEMP-S000227146 | TEMP-S000227146 | TEMP-S000227146 | TEMP-S000227146 | TEMP-S000227146 | TEMP-S000227146
| FB PN | 07-100609 | 07-100609 | 07-100609 | 07-100609 | 07-100609 | 07-100609 | 07-100609 | 07-100609
| Vendor | Amphenol | Amphenol | Amphenol | Amphenol | Amphenol | Amphenol | Amphenol | Amphenol
| MPN | 10178161-C7A303 | 10178161-C7A303 | 10178161-C7A303 | 10178161-C7A303 | 10178161-C7A303 | 10178161-C7A303 | 10178161-C7A303 | 10178161-C7A303
| Quantity | 4 | 4 | 4 | 4 | 4 | 4 | 4 | 4
27- VCM 44U | ODM PN | 1A72CCY00-600-G | 1A72CCY00-600-G | 1A72CCY00-600-G | 1A72CCY00-600-G | 1A72CCY00-600-G | 1A72CCY00-600-G | 1A72CCY00-600-G | 1A72CCY00-600-G
| FB PN | 27-100415 | 27-100415 | 27-100415 | 27-100415 | 27-100415 | 27-100415 | 27-100415 | 27-100415
Vendor
MPN
| Quantity | 1 | 1 | 1 | 1 | 1 | 1 | 1 | 1
27- VCM 44U-B | ODM PN | 1A72CD400-600-G | 1A72CD400-600-G | 1A72CD400-600-G | 1A72CD400-600-G | 1A72CD400-600-G | 1A72CD400-600-G | 1A72CD400-600-G | 1A72CD400-600-G
| FB PN | 27-100416 | 27-100416 | 27-100416 | 27-100416 | 27-100416 | 27-100416 | 27-100416 | 27-100416
Vendor
MPN
| Quantity | 1 | 1 | 1 | 1 | 1 | 1 | 1 | 1
27- VCM 28U | ODM PN | 1A72EFA00-600-G | 1A72EFA00-600-G | 1A72EFA00-600-G | 1A72EFA00-600-G | 1A72EFA00-600-G | 1A72EFA00-600-G | 1A72EFA00-600-G | 1A72EFA00-600-G |  | We have 28U VCM, so we need 44U VCM too?
| FB PN | TBD | TBD | TBD | TBD | TBD | TBD | TBD | TBD
| Vendor | FOXCONN/EPDV | FOXCONN/EPDV | FOXCONN/EPDV | FOXCONN/EPDV | FOXCONN/EPDV | FOXCONN/EPDV | FOXCONN/EPDV | FOXCONN/EPDV
| MPN | 1A72EFA00-600-G | 1A72EFA00-600-G | 1A72EFA00-600-G | 1A72EFA00-600-G | 1A72EFA00-600-G | 1A72EFA00-600-G | 1A72EFA00-600-G | 1A72EFA00-600-G
| Quantity | 1 | 1 | 1 | 1 | 1 | 1 | 1 | 1
54 - Network Sub-assy , Clemente, PVT, NSF | ODM PN | 1A72GK600-600-G | 1A72GK600-600-G | 1A72GK600-600-G | 1A72GK600-600-G | 1A72GK600-600-G | 1A72GK600-600-G | 1A72GK600-600-G | 1A72GK600-600-G
| FB PN | 54-100107 | 54-100107 | 54-100107 | 54-100107 | 54-100107 | 54-100107 | 54-100107 | 54-100107
| Vendor | FOXCONN/EPD2 | FOXCONN/EPD2 | FOXCONN/EPD2 | FOXCONN/EPD2 | FOXCONN/EPD2 | FOXCONN/EPD2 | FOXCONN/EPD2 | FOXCONN/EPD2
| MPN | 1A72GK600-600-G | 1A72GK600-600-G | 1A72GK600-600-G | 1A72GK600-600-G | 1A72GK600-600-G | 1A72GK600-600-G | 1A72GK600-600-G | 1A72GK600-600-G
| Quantity | 1 | 1 | 1 | 1 | 1 | 1 | 1 | 1
20 - Minipack3 ORV3 DC bundle (include PSU + power cord) | ODM PN | TEMP-S000234481 | TEMP-S000234481 | TEMP-S000234481 | TEMP-S000234481 | TEMP-S000234481 | TEMP-S000234481 | TEMP-S000234481 | TEMP-S000234481
| FB PN | 30-100062 | 30-100062 | 30-100062 | 30-100062 | 30-100062 | 30-100062 | 30-100062 | 30-100062
| Vendor | Celestica | Celestica | Celestica | Celestica | Celestica | Celestica | Celestica | Celestica
| MPN | R3214-F9013-A3 | R3214-F9013-A3 | R3214-F9013-A3 | R3214-F9013-A3 | R3214-F9013-A3 | R3214-F9013-A3 | R3214-F9013-A3 | R3214-F9013-A3
| Quantity | 1 | 1 | 1 | 1 | 1 | 1 | 1 | 1
27- MiniPack3 Outer shelf | ODM PN | TEMP-S000227194 | TEMP-S000227194 | TEMP-S000227194 | TEMP-S000227194 | TEMP-S000227194 | TEMP-S000227194 | TEMP-S000227194 | TEMP-S000227194
| FB PN | 27-100124 | 27-100124 | 27-100124 | 27-100124 | 27-100124 | 27-100124 | 27-100124 | 27-100124
| Vendor | IMG | IMG | IMG | IMG | IMG | IMG | IMG | IMG
| MPN | R4002-F0101-03 | R4002-F0101-03 | R4002-F0101-03 | R4002-F0101-03 | R4002-F0101-03 | R4002-F0101-03 | R4002-F0101-03 | R4002-F0101-03
| Quantity | 1 | 1 | 1 | 1 | 1 | 1 | 1 | 1
20- Management Switch 7010, come with tray | ODM PN | TEMP-S000222287 | TEMP-S000222287 | TEMP-S000222287 | TEMP-S000222287 | TEMP-S000222287 | TEMP-S000222287 | TEMP-S000222287 | TEMP-S000222287
| FB PN | 20-100100 | 20-100100 | 20-100100 | 20-100100 | 20-100100 | 20-100100 | 20-100100 | 20-100100
| Vendor | Arista | Arista | Arista | Arista | Arista | Arista | Arista | Arista
| MPN | FB-7010TX-48C-DC-RV3-F | FB-7010TX-48C-DC-RV3-F | FB-7010TX-48C-DC-RV3-F | FB-7010TX-48C-DC-RV3-F | FB-7010TX-48C-DC-RV3-F | FB-7010TX-48C-DC-RV3-F | FB-7010TX-48C-DC-RV3-F | FB-7010TX-48C-DC-RV3-F
| Quantity | 1 | 1 | 1 | 1 | 1 | 1 | 1 | 1
07- 800G AEC/DAC ( Compute/GPU tray to MP3 RTSW) - 1m | ODM PN | TEMP-S000235725 | TEMP-S000235670 | TEMP-S000235841 | TEMP-S000235725 | TEMP-S000235725 | TEMP-S000235670 | TEMP-S000235841 | TEMP-S000235725 | IPN is mapped to previous Amphenol MPN. Is this correct? | We will check it
| FB PN | 07-100822 | 07-100822 | 07-100822 | 07-100822 | 07-100822 | 07-100822 | 07-100822 | 07-100822
| Vendor | Credo | Molex | Amphenol | Credo | Credo | Molex | Amphenol | Credo
| MPN | Credo : CAC81X321A1B-C1-MT | Molex : 2253611217 | Amphenol : NNDGJA-F301 | Credo : CAC81X321A1B-C1-MT | Credo : CAC81X321A1B-C1-MT | Molex : 2253611217 | Amphenol : NNDGJA-F301 | Credo : CAC81X321A1B-C1-MT
| Quantity | 56 | 56 | 56 | 56 | 56 | 56 | 56 | 56
07- 800G AEC/DAC ( Compute/GPU tray to MP3 RTSW) - 1.2m | ODM PN | TEMP-S000235724 | TEMP-S000235669 | TEMP-S000235842 | TEMP-S000235724 | TEMP-S000235724 | TEMP-S000235669 | TEMP-S000235842 | TEMP-S000235724
| FB PN | 07-100821 | 07-100821 | 07-100821 | 07-100821 | 07-100821 | 07-100821 | 07-100821 | 07-100821
| Vendor | Credo | Molex | Amphenol | Credo | Credo | Molex | Amphenol | Credo
| MPN | Credo : CAC812321A1B-C1-MT | Molex : 2253611218 | Amphenol : NNDGJA-F314 | Credo : CAC812321A1B-C1-MT | Credo : CAC812321A1B-C1-MT | Molex : 2253611218 | Amphenol : NNDGJA-F314 | Credo : CAC812321A1B-C1-MT
| Quantity | 16 | 16 | 16 | 16 | 16 | 16 | 16 | 16
07- 800G OSFP to 2x400G OSFP DAC, 1.5 m | ODM PN | TEMP-S000235723 | TEMP-S000235838 | TEMP-S000230888 | TEMP-S000235723 | TEMP-S000235723 | TEMP-S000235838 | TEMP-S000230888 | TEMP-S000235723
| FB PN | 07-100711 | 07-100711 | 07-100711 | 07-100711 | 07-100711 | 07-100711 | 07-100711 | 07-100711
| Vendor | Amphenol | TE | Molex | Amphenol | Amphenol | TE | Molex | Amphenol
| MPN | Amphenol : NND1DE-F307 | TE : 1-2494894-1 | Molex : 2111776115 | Amphenol : NND1DE-F307 | Amphenol : NND1DE-F307 | TE : 1-2494894-1 | Molex : 2111776115 | Amphenol : NND1DE-F307
| Quantity | 6 | 6 | 6 | 6 | 6 | 6 | 6 | 6
07- 800G OSFP to 2x400G OSFP DAC, 1.7 m | ODM PN | TEMP-S000236285 | TEMP-S000230889 | TEMP-S000235722 | TEMP-S000236285 | TEMP-S000236285 | TEMP-S000230889 | TEMP-S000235722 | TEMP-S000236285
| FB PN | 07-100957 | 07-100957 | 07-100957 | 07-100957 | 07-100957 | 07-100957 | 07-100957 | 07-100957
| Vendor | Amphenol | TE | Molex | Amphenol | Amphenol | TE | Molex | Amphenol
| MPN | Amphenol : NND1DE-F336 | TE : 2494894-9 | Molex : 2111776117 | Amphenol : NND1DE-F336 | Amphenol : NND1DE-F336 | TE : 2494894-9 | Molex : 2111776117 | Amphenol : NND1DE-F336
| Quantity | 4 | 4 | 4 | 4 | 4 | 4 | 4 | 4
07- 800G OSFP to 2x400G OSFP DAC, 2.2 m | ODM PN | TEMP-S000236286 | TEMP-S000235840 | TEMP-S000235839 | TEMP-S000236286 | TEMP-S000236286 | TEMP-S000235840 | TEMP-S000235839 | TEMP-S000236286
| FB PN | 07-100958 | 07-100958 | 07-100958 | 07-100958 | 07-100958 | 07-100958 | 07-100958 | 07-100958
| Vendor | Amphenol | TE | Molex | Amphenol | Amphenol | TE | Molex | Amphenol
| MPN | Amphenol : NND1DM-F330 | TE : 2498990-5 | Molex : 2111776322 | Amphenol : NND1DM-F330 | Amphenol : NND1DM-F330 | TE : 2498990-5 | Molex : 2111776322 | Amphenol : NND1DM-F330
| Quantity | 8 | 8 | 8 | 8 | 8 | 8 | 8 | 8
07- 10G DAC -2500mm (SFP+ to SFP+) | ODM PN | LXP : TEMP-S000222299 Bellwether : TEMP-S000230893 | LXP : TEMP-S000222299 Bellwether : TEMP-S000230893 | LXP : TEMP-S000222299 Bellwether : TEMP-S000230893 | LXP : TEMP-S000222299 Bellwether : TEMP-S000230893 | LXP : TEMP-S000222299 Bellwether : TEMP-S000230893 | LXP : TEMP-S000222299 Bellwether : TEMP-S000230893 | LXP : TEMP-S000222299 Bellwether : TEMP-S000230893 | LXP : TEMP-S000222299 Bellwether : TEMP-S000230893 |  | add LPX、Bellwether depiction
| FB PN | 07-100679 | 07-100679 | 07-100679 | 07-100679 | 07-100679 | 07-100679 | 07-100679 | 07-100679
| Vendor | LXP/ Bellwether | LXP/ Bellwether | LXP/ Bellwether | LXP/ Bellwether | LXP/ Bellwether | LXP/ Bellwether | LXP/ Bellwether | LXP/ Bellwether
| MPN | LXP : L02SF085-SD-H Bellwether : 76697-904W | LXP : L02SF085-SD-H Bellwether : 76697-904W | LXP : L02SF085-SD-H Bellwether : 76697-904W | LXP : L02SF085-SD-H Bellwether : 76697-904W | LXP : L02SF085-SD-H Bellwether : 76697-904W | LXP : L02SF085-SD-H Bellwether : 76697-904W | LXP : L02SF085-SD-H Bellwether : 76697-904W | LXP : L02SF085-SD-H Bellwether : 76697-904W
| Quantity | 1 | 1 | 1 | 1 | 1 | 1 | 1 | 1
07- 10G DAC -2500mm (SFP+ to QSFP28) | ODM PN | LXP : TEMP-S000227577 Bellwether : TEMP-S000230894 | LXP : TEMP-S000227577 Bellwether : TEMP-S000230894 | LXP : TEMP-S000227577 Bellwether : TEMP-S000230894 | LXP : TEMP-S000227577 Bellwether : TEMP-S000230894 | LXP : TEMP-S000227577 Bellwether : TEMP-S000230894 | LXP : TEMP-S000227577 Bellwether : TEMP-S000230894 | LXP : TEMP-S000227577 Bellwether : TEMP-S000230894 | LXP : TEMP-S000227577 Bellwether : TEMP-S000230894 |  | add LPX、Bellwether depiction
| FB PN | 07-100676 | 07-100676 | 07-100676 | 07-100676 | 07-100676 | 07-100676 | 07-100676 | 07-100676
| Vendor | LXP/ Bellwether | LXP/ Bellwether | LXP/ Bellwether | LXP/ Bellwether | LXP/ Bellwether | LXP/ Bellwether | LXP/ Bellwether | LXP/ Bellwether
| MPN | LXP : L02QF025-SD-H Bellwether : 76697-903W | LXP : L02QF025-SD-H Bellwether : 76697-903W | LXP : L02QF025-SD-H Bellwether : 76697-903W | LXP : L02QF025-SD-H Bellwether : 76697-903W | LXP : L02QF025-SD-H Bellwether : 76697-903W | LXP : L02QF025-SD-H Bellwether : 76697-903W | LXP : L02QF025-SD-H Bellwether : 76697-903W | LXP : L02QF025-SD-H Bellwether : 76697-903W
| Quantity | 2 --> 1 | 2 --> 1 | 2 --> 1 | 2 --> 1 | 2 --> 1 | 2 --> 1 | 2 --> 1 | 2 --> 1 |  | This Quantity need modify?
07- 10G DAC - RESW to RASW - 2500mm | ODM PN | TBD | TBD | TBD | TBD | TBD | TBD | TBD | TBD
| FB PN | 07-100970 | 07-100970 | 07-100970 | 07-100970 | 07-100970 | 07-100970 | 07-100970 | 07-100970
| Vendor | TBD | TBD | TBD | TBD | TBD | TBD | TBD | TBD
| MPN | TBD | TBD | TBD | TBD | TBD | TBD | TBD | TBD
| Quantity | 1 | 1 | 1 | 1 | 1 | 1 | 1 | 1
07- RJ45 Cable, shield, Yellow - 300mm | ODM PN | GLE : TEMP-S000235673 Bellwether : TEMP-S000235721 | GLE : TEMP-S000235673 Bellwether : TEMP-S000235721 | GLE : TEMP-S000235673 Bellwether : TEMP-S000235721 | GLE : TEMP-S000235673 Bellwether : TEMP-S000235721 | GLE : TEMP-S000235673 Bellwether : TEMP-S000235721 | GLE : TEMP-S000235673 Bellwether : TEMP-S000235721 | GLE : TEMP-S000235673 Bellwether : TEMP-S000235721 | GLE : TEMP-S000235673 Bellwether : TEMP-S000235721 |  | add LPX、Bellwether depiction
| FB PN | 07-100959 | 07-100959 | 07-100959 | 07-100959 | 07-100959 | 07-100959 | 07-100959 | 07-100959
| Vendor | GLE/ Bellwether | GLE/ Bellwether | GLE/ Bellwether | GLE/ Bellwether | GLE/ Bellwether | GLE/ Bellwether | GLE/ Bellwether | GLE/ Bellwether
| MPN | GLE : WJE250706B Bellwether : 76183-460R | GLE : WJE250706B Bellwether : 76183-460R | GLE : WJE250706B Bellwether : 76183-460R | GLE : WJE250706B Bellwether : 76183-460R | GLE : WJE250706B Bellwether : 76183-460R | GLE : WJE250706B Bellwether : 76183-460R | GLE : WJE250706B Bellwether : 76183-460R | GLE : WJE250706B Bellwether : 76183-460R
| Quantity | 4 | 4 | 4 | 4 | 4 | 4 | 4 | 4
07- RJ45 Cable, shield, Yellow - 1000mm | ODM PN | GLE : TEMP-S000222302 Bellwether : TEMP-S000235719 | GLE : TEMP-S000222302 Bellwether : TEMP-S000235719 | GLE : TEMP-S000222302 Bellwether : TEMP-S000235719 | GLE : TEMP-S000222302 Bellwether : TEMP-S000235719 | GLE : TEMP-S000222302 Bellwether : TEMP-S000235719 | GLE : TEMP-S000222302 Bellwether : TEMP-S000235719 | GLE : TEMP-S000222302 Bellwether : TEMP-S000235719 | GLE : TEMP-S000222302 Bellwether : TEMP-S000235719 |  | add GLE、Bellwether depiction
| FB PN | 07-100353 | 07-100353 | 07-100353 | 07-100353 | 07-100353 | 07-100353 | 07-100353 | 07-100353
| Vendor | GLE/ Bellwether | GLE/ Bellwether | GLE/ Bellwether | GLE/ Bellwether | GLE/ Bellwether | GLE/ Bellwether | GLE/ Bellwether | GLE/ Bellwether
| MPN | GLE : WJE240762B Bellwether : 76183-461R | GLE : WJE240762B Bellwether : 76183-461R | GLE : WJE240762B Bellwether : 76183-461R | GLE : WJE240762B Bellwether : 76183-461R | GLE : WJE240762B Bellwether : 76183-461R | GLE : WJE240762B Bellwether : 76183-461R | GLE : WJE240762B Bellwether : 76183-461R | GLE : WJE240762B Bellwether : 76183-461R
| Quantity | 10 --> 5 | 10 --> 5 | 10 --> 5 | 10 --> 5 | 10 --> 5 | 10 --> 5 | 10 --> 5 | 10 --> 5 |  | This Quantity need modify?
07- RJ45 Cable, shield, Yellow - 1200mm | ODM PN | GLE : TEMP-S000222304 Bellwether : TEMP-S000235718 | GLE : TEMP-S000222304 Bellwether : TEMP-S000235718 | GLE : TEMP-S000222304 Bellwether : TEMP-S000235718 | GLE : TEMP-S000222304 Bellwether : TEMP-S000235718 | GLE : TEMP-S000222304 Bellwether : TEMP-S000235718 | GLE : TEMP-S000222304 Bellwether : TEMP-S000235718 | GLE : TEMP-S000222304 Bellwether : TEMP-S000235718 | GLE : TEMP-S000222304 Bellwether : TEMP-S000235718 |  | add GLE、Bellwether depiction
| FB PN | 07-100355 | 07-100355 | 07-100355 | 07-100355 | 07-100355 | 07-100355 | 07-100355 | 07-100355
| Vendor | GLE/ Bellwether | GLE/ Bellwether | GLE/ Bellwether | GLE/ Bellwether | GLE/ Bellwether | GLE/ Bellwether | GLE/ Bellwether | GLE/ Bellwether
| MPN | GLE : WJE240791B Bellwether : 76183-462R | GLE : WJE240791B Bellwether : 76183-462R | GLE : WJE240791B Bellwether : 76183-462R | GLE : WJE240791B Bellwether : 76183-462R | GLE : WJE240791B Bellwether : 76183-462R | GLE : WJE240791B Bellwether : 76183-462R | GLE : WJE240791B Bellwether : 76183-462R | GLE : WJE240791B Bellwether : 76183-462R
| Quantity | 8 --> 4 | 8 --> 4 | 8 --> 4 | 8 --> 4 | 8 --> 4 | 8 --> 4 | 8 --> 4 | 8 --> 4 |  | This Quantity need modify?
07- RJ45 Cable, shield, Yellow - 1550mm | ODM PN | GLE : TEMP-S000235674 Bellwether : TEMP-S000235720 | GLE : TEMP-S000235674 Bellwether : TEMP-S000235720 | GLE : TEMP-S000235674 Bellwether : TEMP-S000235720 | GLE : TEMP-S000235674 Bellwether : TEMP-S000235720 | GLE : TEMP-S000235674 Bellwether : TEMP-S000235720 | GLE : TEMP-S000235674 Bellwether : TEMP-S000235720 | GLE : TEMP-S000235674 Bellwether : TEMP-S000235720 | GLE : TEMP-S000235674 Bellwether : TEMP-S000235720 |  | add GLE、Bellwether depiction
| FB PN | 07-100960 | 07-100960 | 07-100960 | 07-100960 | 07-100960 | 07-100960 | 07-100960 | 07-100960
| Vendor | GLE/ Bellwether | GLE/ Bellwether | GLE/ Bellwether | GLE/ Bellwether | GLE/ Bellwether | GLE/ Bellwether | GLE/ Bellwether | GLE/ Bellwether
| MPN | GLE : WJE250716B Bellwether : 76183-463R | GLE : WJE250716B Bellwether : 76183-463R | GLE : WJE250716B Bellwether : 76183-463R | GLE : WJE250716B Bellwether : 76183-463R | GLE : WJE250716B Bellwether : 76183-463R | GLE : WJE250716B Bellwether : 76183-463R | GLE : WJE250716B Bellwether : 76183-463R | GLE : WJE250716B Bellwether : 76183-463R
| Quantity | 10 | 10 | 10 | 10 | 10 | 10 | 10 | 10
07- RJ45 Cable, shield, Yellow - 1800mm | ODM PN | GLE : TEMP-S000222323 Bellwether : TEMP-S000235715 | GLE : TEMP-S000222323 Bellwether : TEMP-S000235715 | GLE : TEMP-S000222323 Bellwether : TEMP-S000235715 | GLE : TEMP-S000222323 Bellwether : TEMP-S000235715 | GLE : TEMP-S000222323 Bellwether : TEMP-S000235715 | GLE : TEMP-S000222323 Bellwether : TEMP-S000235715 | GLE : TEMP-S000222323 Bellwether : TEMP-S000235715 | GLE : TEMP-S000222323 Bellwether : TEMP-S000235715 |  | add GLE、Bellwether depiction
| FB PN | 07-100390 | 07-100390 | 07-100390 | 07-100390 | 07-100390 | 07-100390 | 07-100390 | 07-100390
| Vendor | GLE/ Bellwether | GLE/ Bellwether | GLE/ Bellwether | GLE/ Bellwether | GLE/ Bellwether | GLE/ Bellwether | GLE/ Bellwether | GLE/ Bellwether
| MPN | GLE : WJE240797B Bellwether : 76183-464R | GLE : WJE240797B Bellwether : 76183-464R | GLE : WJE240797B Bellwether : 76183-464R | GLE : WJE240797B Bellwether : 76183-464R | GLE : WJE240797B Bellwether : 76183-464R | GLE : WJE240797B Bellwether : 76183-464R | GLE : WJE240797B Bellwether : 76183-464R | GLE : WJE240797B Bellwether : 76183-464R
| Quantity | 9 | 9 | 9 | 9 | 9 | 9 | 9 | 9
07- RJ45 Cable, shield, Yellow - 2000mm | ODM PN | GLE : TEMP-S000222325 Bellwether : TEMP-S000235714 | GLE : TEMP-S000222325 Bellwether : TEMP-S000235714 | GLE : TEMP-S000222325 Bellwether : TEMP-S000235714 | GLE : TEMP-S000222325 Bellwether : TEMP-S000235714 | GLE : TEMP-S000222325 Bellwether : TEMP-S000235714 | GLE : TEMP-S000222325 Bellwether : TEMP-S000235714 | GLE : TEMP-S000222325 Bellwether : TEMP-S000235714 | GLE : TEMP-S000222325 Bellwether : TEMP-S000235714 | IPN for Bellwether is currently mapped to old Bellwether MPN. Is this correct? | We will check it
| FB PN | 07-100392 | 07-100392 | 07-100392 | 07-100392 | 07-100392 | 07-100392 | 07-100392 | 07-100392
| Vendor | GLE/ Bellwether | GLE/ Bellwether | GLE/ Bellwether | GLE/ Bellwether | GLE/ Bellwether | GLE/ Bellwether | GLE/ Bellwether | GLE/ Bellwether
| MPN | GLE : WJE240799B Bellwether : 76183-457R Bellwether : 76183-465R | GLE : WJE240799B Bellwether : 76183-457R Bellwether : 76183-465R | GLE : WJE240799B Bellwether : 76183-457R Bellwether : 76183-465R | GLE : WJE240799B Bellwether : 76183-457R Bellwether : 76183-465R | GLE : WJE240799B Bellwether : 76183-457R Bellwether : 76183-465R | GLE : WJE240799B Bellwether : 76183-457R Bellwether : 76183-465R | GLE : WJE240799B Bellwether : 76183-457R Bellwether : 76183-465R | GLE : WJE240799B Bellwether : 76183-457R Bellwether : 76183-465R
| Quantity | 10 | 10 | 10 | 10 | 10 | 10 | 10 | 10
07- RJ45 Cable, shield, Yellow -6500mm | ODM PN | GLE : TEMP-S000236604 Bellwether : TEMP-S000236597 | GLE : TEMP-S000236604 Bellwether : TEMP-S000236597 | GLE : TEMP-S000236604 Bellwether : TEMP-S000236597 | GLE : TEMP-S000236604 Bellwether : TEMP-S000236597 | GLE : TEMP-S000236604 Bellwether : TEMP-S000236597 | GLE : TEMP-S000236604 Bellwether : TEMP-S000236597 | GLE : TEMP-S000236604 Bellwether : TEMP-S000236597 | GLE : TEMP-S000236604 Bellwether : TEMP-S000236597 | 07-100961 is for 5000mm
| FB PN | 07-100961 | 07-100961 | 07-100961 | 07-100961 | 07-100961 | 07-100961 | 07-100961 | 07-100961
| Vendor | GLE/ Bellwether | GLE/ Bellwether | GLE/ Bellwether | GLE/ Bellwether | GLE/ Bellwether | GLE/ Bellwether | GLE/ Bellwether | GLE/ Bellwether
| MPN | GLE : WJE240850B Bellwether : 76183-469R | GLE : WJE240850B Bellwether : 76183-469R | GLE : WJE240850B Bellwether : 76183-469R | GLE : WJE240850B Bellwether : 76183-469R | GLE : WJE240850B Bellwether : 76183-469R | GLE : WJE240850B Bellwether : 76183-469R | GLE : WJE240850B Bellwether : 76183-469R | GLE : WJE240850B Bellwether : 76183-469R
| Quantity | 6 | 6 | 6 | 6 | 6 | 6 | 6 | 6
07- RJ45 Cable, shield, GREEN, 600mm | ODM PN | GLE : TEMP-S000235705 Bellwether : TEMP-S000235706 | GLE : TEMP-S000235705 Bellwether : TEMP-S000235706 | GLE : TEMP-S000235705 Bellwether : TEMP-S000235706 | GLE : TEMP-S000235705 Bellwether : TEMP-S000235706 | GLE : TEMP-S000235705 Bellwether : TEMP-S000235706 | GLE : TEMP-S000235705 Bellwether : TEMP-S000235706 | GLE : TEMP-S000235705 Bellwether : TEMP-S000235706 | GLE : TEMP-S000235705 Bellwether : TEMP-S000235706
| FB PN | 07-100962 | 07-100962 | 07-100962 | 07-100962 | 07-100962 | 07-100962 | 07-100962 | 07-100962
| Vendor | GLE/ Bellwether | GLE/ Bellwether | GLE/ Bellwether | GLE/ Bellwether | GLE/ Bellwether | GLE/ Bellwether | GLE/ Bellwether | GLE/ Bellwether
| MPN | GLE : WJE250718B Bellwether : 76183-470R | GLE : WJE250718B Bellwether : 76183-470R | GLE : WJE250718B Bellwether : 76183-470R | GLE : WJE250718B Bellwether : 76183-470R | GLE : WJE250718B Bellwether : 76183-470R | GLE : WJE250718B Bellwether : 76183-470R | GLE : WJE250718B Bellwether : 76183-470R | GLE : WJE250718B Bellwether : 76183-470R
| Quantity | 2 | 2 | 2 | 2 | 2 | 2 | 2 | 2
07- RJ45 Cable, no shield - NVSW_CP to Management Switch - 1000mm | ODM PN | TBD | TBD | TBD | TBD | TBD | TBD | TBD | TBD
| FB PN | 07-100971 | 07-100971 | 07-100971 | 07-100971 | 07-100971 | 07-100971 | 07-100971 | 07-100971
| Vendor | TBD | TBD | TBD | TBD | TBD | TBD | TBD | TBD
| MPN | TBD | TBD | TBD | TBD | TBD | TBD | TBD | TBD
| Quantity | 5 | 5 | 5 | 5 | 5 | 5 | 5 | 5
07- RJ45 Cable, no shield - NVSW_CP to Management Switch - 1200mm | ODM PN | TBD | TBD | TBD | TBD | TBD | TBD | TBD | TBD
| FB PN | 07-100972 | 07-100972 | 07-100972 | 07-100972 | 07-100972 | 07-100972 | 07-100972 | 07-100972
| Vendor | TBD | TBD | TBD | TBD | TBD | TBD | TBD | TBD
| MPN | TBD | TBD | TBD | TBD | TBD | TBD | TBD | TBD
| Quantity | 4 | 4 | 4 | 4 | 4 | 4 | 4 | 4
07- RJ45 Cable, shield, GREEN, 1300mm | ODM PN | GLE : TEMP-S000235707 Bellwether : TEMP-S000235708 | GLE : TEMP-S000235707 Bellwether : TEMP-S000235708 | GLE : TEMP-S000235707 Bellwether : TEMP-S000235708 | GLE : TEMP-S000235707 Bellwether : TEMP-S000235708 | GLE : TEMP-S000235707 Bellwether : TEMP-S000235708 | GLE : TEMP-S000235707 Bellwether : TEMP-S000235708 | GLE : TEMP-S000235707 Bellwether : TEMP-S000235708 | GLE : TEMP-S000235707 Bellwether : TEMP-S000235708
| FB PN | 07-100963 | 07-100963 | 07-100963 | 07-100963 | 07-100963 | 07-100963 | 07-100963 | 07-100963
| Vendor | GLE/ Bellwether | GLE/ Bellwether | GLE/ Bellwether | GLE/ Bellwether | GLE/ Bellwether | GLE/ Bellwether | GLE/ Bellwether | GLE/ Bellwether
| MPN | GLE : WJE250719B Bellwether : 76183-471R | GLE : WJE250719B Bellwether : 76183-471R | GLE : WJE250719B Bellwether : 76183-471R | GLE : WJE250719B Bellwether : 76183-471R | GLE : WJE250719B Bellwether : 76183-471R | GLE : WJE250719B Bellwether : 76183-471R | GLE : WJE250719B Bellwether : 76183-471R | GLE : WJE250719B Bellwether : 76183-471R
| Quantity | 2 | 2 | 2 | 2 | 2 | 2 | 2 | 2
07- RJ45 Cable, shield, GREEN, 1800mm | ODM PN | GLE : TEMP-S000235717 Bellwether : TEMP-S000236708 | GLE : TEMP-S000235717 Bellwether : TEMP-S000236708 | GLE : TEMP-S000235717 Bellwether : TEMP-S000236708 | GLE : TEMP-S000235717 Bellwether : TEMP-S000236708 | GLE : TEMP-S000235717 Bellwether : TEMP-S000236708 | GLE : TEMP-S000235717 Bellwether : TEMP-S000236708 | GLE : TEMP-S000235717 Bellwether : TEMP-S000236708 | GLE : TEMP-S000235717 Bellwether : TEMP-S000236708
| FB PN | 07-100964 | 07-100964 | 07-100964 | 07-100964 | 07-100964 | 07-100964 | 07-100964 | 07-100964
| Vendor | GLE/ Bellwether | GLE/ Bellwether | GLE/ Bellwether | GLE/ Bellwether | GLE/ Bellwether | GLE/ Bellwether | GLE/ Bellwether | GLE/ Bellwether
| MPN | GLE : WJE250720B Bellwether : 76183-464R | GLE : WJE250720B Bellwether : 76183-464R | GLE : WJE250720B Bellwether : 76183-464R | GLE : WJE250720B Bellwether : 76183-464R | GLE : WJE250720B Bellwether : 76183-464R | GLE : WJE250720B Bellwether : 76183-464R | GLE : WJE250720B Bellwether : 76183-464R | GLE : WJE250720B Bellwether : 76183-464R
| Quantity | 6 | 6 | 6 | 6 | 6 | 6 | 6 | 6
07- RJ45 Cable, shield, GREEN, 2000mm | ODM PN | GLE : TEMP-S000235713 Bellwether : TEMP-S000236677 | GLE : TEMP-S000235713 Bellwether : TEMP-S000236677 | GLE : TEMP-S000235713 Bellwether : TEMP-S000236677 | GLE : TEMP-S000235713 Bellwether : TEMP-S000236677 | GLE : TEMP-S000235713 Bellwether : TEMP-S000236677 | GLE : TEMP-S000235713 Bellwether : TEMP-S000236677 | GLE : TEMP-S000235713 Bellwether : TEMP-S000236677 | GLE : TEMP-S000235713 Bellwether : TEMP-S000236677
| FB PN | 07-100965 | 07-100965 | 07-100965 | 07-100965 | 07-100965 | 07-100965 | 07-100965 | 07-100965
| Vendor | GLE/ Bellwether | GLE/ Bellwether | GLE/ Bellwether | GLE/ Bellwether | GLE/ Bellwether | GLE/ Bellwether | GLE/ Bellwether | GLE/ Bellwether
| MPN | GLE : WJE250704B Bellwether : 76183-475R | GLE : WJE250704B Bellwether : 76183-475R | GLE : WJE250704B Bellwether : 76183-475R | GLE : WJE250704B Bellwether : 76183-475R | GLE : WJE250704B Bellwether : 76183-475R | GLE : WJE250704B Bellwether : 76183-475R | GLE : WJE250704B Bellwether : 76183-475R | GLE : WJE250704B Bellwether : 76183-475R
| Quantity | 6 | 6 | 6 | 6 | 6 | 6 | 6 | 6
07- RJ45 Cable, shield, GREEN, 2100mm | ODM PN | GLE : TEMP-S000235711 Bellwether : TEMP-S000235712 | GLE : TEMP-S000235711 Bellwether : TEMP-S000235712 | GLE : TEMP-S000235711 Bellwether : TEMP-S000235712 | GLE : TEMP-S000235711 Bellwether : TEMP-S000235712 | GLE : TEMP-S000235711 Bellwether : TEMP-S000235712 | GLE : TEMP-S000235711 Bellwether : TEMP-S000235712 | GLE : TEMP-S000235711 Bellwether : TEMP-S000235712 | GLE : TEMP-S000235711 Bellwether : TEMP-S000235712
| FB PN | 07-100966 | 07-100966 | 07-100966 | 07-100966 | 07-100966 | 07-100966 | 07-100966 | 07-100966
| Vendor | GLE/ Bellwether | GLE/ Bellwether | GLE/ Bellwether | GLE/ Bellwether | GLE/ Bellwether | GLE/ Bellwether | GLE/ Bellwether | GLE/ Bellwether
| MPN | GLE : WJE250721B Bellwether : 76183-476R | GLE : WJE250721B Bellwether : 76183-476R | GLE : WJE250721B Bellwether : 76183-476R | GLE : WJE250721B Bellwether : 76183-476R | GLE : WJE250721B Bellwether : 76183-476R | GLE : WJE250721B Bellwether : 76183-476R | GLE : WJE250721B Bellwether : 76183-476R | GLE : WJE250721B Bellwether : 76183-476R
| Quantity | 6 | 6 | 6 | 6 | 6 | 6 | 6 | 6
07- RJ45 Cable, shield, GREEN, 2800mm | ODM PN | GLE : TEMP-S000235710 Bellwether : TEMP-S000235709 | GLE : TEMP-S000235710 Bellwether : TEMP-S000235709 | GLE : TEMP-S000235710 Bellwether : TEMP-S000235709 | GLE : TEMP-S000235710 Bellwether : TEMP-S000235709 | GLE : TEMP-S000235710 Bellwether : TEMP-S000235709 | GLE : TEMP-S000235710 Bellwether : TEMP-S000235709 | GLE : TEMP-S000235710 Bellwether : TEMP-S000235709 | GLE : TEMP-S000235710 Bellwether : TEMP-S000235709
| FB PN | 07-100967 | 07-100967 | 07-100967 | 07-100967 | 07-100967 | 07-100967 | 07-100967 | 07-100967
| Vendor | GLE/ Bellwether | GLE/ Bellwether | GLE/ Bellwether | GLE/ Bellwether | GLE/ Bellwether | GLE/ Bellwether | GLE/ Bellwether | GLE/ Bellwether
| MPN | GLE : WJE250722B Bellwether : 76183-477R | GLE : WJE250722B Bellwether : 76183-477R | GLE : WJE250722B Bellwether : 76183-477R | GLE : WJE250722B Bellwether : 76183-477R | GLE : WJE250722B Bellwether : 76183-477R | GLE : WJE250722B Bellwether : 76183-477R | GLE : WJE250722B Bellwether : 76183-477R | GLE : WJE250722B Bellwether : 76183-477R
| Quantity | 2 | 2 | 2 | 2 | 2 | 2 | 2 | 2
07- Leakage sensor RJ45 cable - 5600mm | ODM PN | TEMP-S000222267 TEMP-S000230369 TEMP-S000231548 TEMP-S000232704 | TEMP-S000222267 TEMP-S000230369 TEMP-S000231548 TEMP-S000232704 | TEMP-S000222267 TEMP-S000230369 TEMP-S000231548 TEMP-S000232704 | TEMP-S000222267 TEMP-S000230369 TEMP-S000231548 TEMP-S000232704 | TEMP-S000222267 TEMP-S000230369 TEMP-S000231548 TEMP-S000232704 | TEMP-S000222267 TEMP-S000230369 TEMP-S000231548 TEMP-S000232704 | TEMP-S000222267 TEMP-S000230369 TEMP-S000231548 TEMP-S000232704 | TEMP-S000222267 TEMP-S000230369 TEMP-S000231548 TEMP-S000232704 | Not required per PQE
| FB PN | 07-100524 | 07-100524 | 07-100524 | 07-100524 | 07-100524 | 07-100524 | 07-100524 | 07-100524
| Vendor | Amphenol/ JPC/ Molex | Amphenol/ JPC/ Molex | Amphenol/ JPC/ Molex | Amphenol/ JPC/ Molex | Amphenol/ JPC/ Molex | Amphenol/ JPC/ Molex | Amphenol/ JPC/ Molex | Amphenol/ JPC/ Molex
| MPN | Amphenpl : HWHHW-AA08 Amphenpl : HWHHW-BF76 JPC : PCB012701444-1 Molex : 686031212 | Amphenpl : HWHHW-AA08 Amphenpl : HWHHW-BF76 JPC : PCB012701444-1 Molex : 686031212 | Amphenpl : HWHHW-AA08 Amphenpl : HWHHW-BF76 JPC : PCB012701444-1 Molex : 686031212 | Amphenpl : HWHHW-AA08 Amphenpl : HWHHW-BF76 JPC : PCB012701444-1 Molex : 686031212 | Amphenpl : HWHHW-AA08 Amphenpl : HWHHW-BF76 JPC : PCB012701444-1 Molex : 686031212 | Amphenpl : HWHHW-AA08 Amphenpl : HWHHW-BF76 JPC : PCB012701444-1 Molex : 686031212 | Amphenpl : HWHHW-AA08 Amphenpl : HWHHW-BF76 JPC : PCB012701444-1 Molex : 686031212 | Amphenpl : HWHHW-AA08 Amphenpl : HWHHW-BF76 JPC : PCB012701444-1 Molex : 686031212
| Quantity | 1 | 1 | 1 | 1 | 1 | 1 | 1 | 1
07- Hot RMF leakage sensor cable - 5500mm | ODM PN | TEMP-S000230781 TEMP-S000231549 TEMP-S000232705 | TEMP-S000230781 TEMP-S000231549 TEMP-S000232705 | TEMP-S000230781 TEMP-S000231549 TEMP-S000232705 | TEMP-S000230781 TEMP-S000231549 TEMP-S000232705 | TEMP-S000230781 TEMP-S000231549 TEMP-S000232705 | TEMP-S000230781 TEMP-S000231549 TEMP-S000232705 | TEMP-S000230781 TEMP-S000231549 TEMP-S000232705 | TEMP-S000230781 TEMP-S000231549 TEMP-S000232705
| FB PN | 07-100968 | 07-100968 | 07-100968 | 07-100968 | 07-100968 | 07-100968 | 07-100968 | 07-100968
| Vendor | Amphenol/ JPC/ Molex | Amphenol/ JPC/ Molex | Amphenol/ JPC/ Molex | Amphenol/ JPC/ Molex | Amphenol/ JPC/ Molex | Amphenol/ JPC/ Molex | Amphenol/ JPC/ Molex | Amphenol/ JPC/ Molex
| MPN | Amphenpl : HWHHW-AW42 JPC : PCB012701444-3 Molex : 686031211 | Amphenpl : HWHHW-AW42 JPC : PCB012701444-3 Molex : 686031211 | Amphenpl : HWHHW-AW42 JPC : PCB012701444-3 Molex : 686031211 | Amphenpl : HWHHW-AW42 JPC : PCB012701444-3 Molex : 686031211 | Amphenpl : HWHHW-AW42 JPC : PCB012701444-3 Molex : 686031211 | Amphenpl : HWHHW-AW42 JPC : PCB012701444-3 Molex : 686031211 | Amphenpl : HWHHW-AW42 JPC : PCB012701444-3 Molex : 686031211 | Amphenpl : HWHHW-AW42 JPC : PCB012701444-3 Molex : 686031211
| Quantity | 2 --> 3 | 2 --> 3 | 2 --> 3 | 2 --> 3 | 2 --> 3 | 2 --> 3 | 2 --> 3 | 2 --> 3 |  | Update this item from DVT Build Matrix & BOM
07- Cold RMF leakage sensor cable - 6500mm | ODM PN | TEMP-S000230782 TEMP-S000231550 TEMP-S000232706 | TEMP-S000230782 TEMP-S000231550 TEMP-S000232706 | TEMP-S000230782 TEMP-S000231550 TEMP-S000232706 | TEMP-S000230782 TEMP-S000231550 TEMP-S000232706 | TEMP-S000230782 TEMP-S000231550 TEMP-S000232706 | TEMP-S000230782 TEMP-S000231550 TEMP-S000232706 | TEMP-S000230782 TEMP-S000231550 TEMP-S000232706 | TEMP-S000230782 TEMP-S000231550 TEMP-S000232706
| FB PN | 07-100969 | 07-100969 | 07-100969 | 07-100969 | 07-100969 | 07-100969 | 07-100969 | 07-100969
| Vendor | Amphenol/ JPC/ Molex | Amphenol/ JPC/ Molex | Amphenol/ JPC/ Molex | Amphenol/ JPC/ Molex | Amphenol/ JPC/ Molex | Amphenol/ JPC/ Molex | Amphenol/ JPC/ Molex | Amphenol/ JPC/ Molex
| MPN | Amphenpl : HWHHW-AW41 JPC : PCB012701444-2 Molex : 686031210 | Amphenpl : HWHHW-AW41 JPC : PCB012701444-2 Molex : 686031210 | Amphenpl : HWHHW-AW41 JPC : PCB012701444-2 Molex : 686031210 | Amphenpl : HWHHW-AW41 JPC : PCB012701444-2 Molex : 686031210 | Amphenpl : HWHHW-AW41 JPC : PCB012701444-2 Molex : 686031210 | Amphenpl : HWHHW-AW41 JPC : PCB012701444-2 Molex : 686031210 | Amphenpl : HWHHW-AW41 JPC : PCB012701444-2 Molex : 686031210 | Amphenpl : HWHHW-AW41 JPC : PCB012701444-2 Molex : 686031210
| Quantity | 1 | 1 | 1 | 1 | 1 | 1 | 1 | 1
23- 2x200G FR4 LC Fiber Cable - 2500mm | ODM PN
| FB PN | 23-005694 | 23-005694 | 23-005694 | 23-005694 | 23-005694 | 23-005694 | 23-005694 | 23-005694
Vendor
MPN
| Quantity | 2 | 2 | 2 | 2 | 2 | 2 | 2 | 2
24- Optics Transceiver | ODM PN
| FB PN | 24-000815 | 24-000815 | 24-000815 | 24-000815 | 24-000815 | 24-000815 | 24-000815 | 24-000815
Vendor
MPN
| Quantity | 2 | 2 | 2 | 2 | 2 | 2 | 2 | 2
Termination plug, 120 ohm | ODM PN | TEMP-S000227590 | TEMP-S000227590 | TEMP-S000227590 | TEMP-S000227590 | TEMP-S000227590 | TEMP-S000227590 | TEMP-S000227590 | TEMP-S000227590
| FB PN | 27-100417 | 27-100417 | 27-100417 | 27-100417 | 27-100417 | 27-100417 | 27-100417 | 27-100417
| Vendor | Amphenol | Amphenol | Amphenol | Amphenol | Amphenol | Amphenol | Amphenol | Amphenol
| MPN | RJP-1MF-0002-HF | RJP-1MF-0002-HF | RJP-1MF-0002-HF | RJP-1MF-0002-HF | RJP-1MF-0002-HF | RJP-1MF-0002-HF | RJP-1MF-0002-HF | RJP-1MF-0002-HF
| Quantity | 1 | 1 | 1 | 1 | 1 | 1 | 1 | 1
1OU Pizza Box | ODM PN | TEMP-S000223211 | TEMP-S000223211 | TEMP-S000223211 | TEMP-S000223211 | TEMP-S000223211 | TEMP-S000223211 | TEMP-S000223211 | TEMP-S000223211
| FB PN | 05-000676 | 05-000676 | 05-000676 | 05-000676 | 05-000676 | 05-000676 | 05-000676 | 05-000676
| Vendor | Blue Rose Packaging | Blue Rose Packaging | Blue Rose Packaging | Blue Rose Packaging | Blue Rose Packaging | Blue Rose Packaging | Blue Rose Packaging | Blue Rose Packaging
| MPN | BRP-61425.ARB | BRP-61425.ARB | BRP-61425.ARB | BRP-61425.ARB | BRP-61425.ARB | BRP-61425.ARB | BRP-61425.ARB | BRP-61425.ARB
| Quantity | 1 | 1 | 1 | 1 | 1 | 1 | 1 | 1
2OU Pizza Box | ODM PN | TEMP-S000223212 | TEMP-S000223212 | TEMP-S000223212 | TEMP-S000223212 | TEMP-S000223212 | TEMP-S000223212 | TEMP-S000223212 | TEMP-S000223212
| FB PN | 05-000677 | 05-000677 | 05-000677 | 05-000677 | 05-000677 | 05-000677 | 05-000677 | 05-000677
| Vendor | Blue Rose Packaging | Blue Rose Packaging | Blue Rose Packaging | Blue Rose Packaging | Blue Rose Packaging | Blue Rose Packaging | Blue Rose Packaging | Blue Rose Packaging
| MPN | BRP-63320.ARB | BRP-63320.ARB | BRP-63320.ARB | BRP-63320.ARB | BRP-63320.ARB | BRP-63320.ARB | BRP-63320.ARB | BRP-63320.ARB
| Quantity | 3 | 3 | 3 | 3 | 3 | 3 | 3 | 3
GB300 - Crated Version Packaging (For IGS EPD2) | ODM PN | TEMP-S000239945 | TEMP-S000239945 | TEMP-S000239945 | TEMP-S000239945 | TEMP-S000239945 | TEMP-S000239945 | TEMP-S000239945 | TEMP-S000239945 |  | Use either Crated version or Crate-less version
| FB PN | TBD | TBD | TBD | TBD | TBD | TBD | TBD | TBD
| Vendor | Transpak | Transpak | Transpak | Transpak | Transpak | Transpak | Transpak | Transpak
| MPN | 373-0916 | 373-0916 | 373-0916 | 373-0916 | 373-0916 | 373-0916 | 373-0916 | 373-0916
| Quantity | 1 | 1 | 1 | 1 | 1 | 1 | 1 | 1
GB300 - Crate-less Packaging(For GDL) | ODM PN | TEMP-S000239946 | TEMP-S000239946 | TEMP-S000239946 | TEMP-S000239946 | TEMP-S000239946 | TEMP-S000239946 | TEMP-S000239946 | TEMP-S000239946 |  | Use either Crated version or Crate-less version
| FB PN | TBD | TBD | TBD | TBD | TBD | TBD | TBD | TBD
| Vendor | Transpak | Transpak | Transpak | Transpak | Transpak | Transpak | Transpak | Transpak
| MPN | 373-0915 | 373-0915 | 373-0915 | 373-0915 | 373-0915 | 373-0915 | 373-0915 | 373-0915
| Quantity | 1 | 1 | 1 | 1 | 1 | 1 | 1 | 1
GB300 - Support tower left | ODM PN | TBD | TBD | TBD | TBD | TBD | TBD | TBD | TBD
| FB PN | TBD | TBD | TBD | TBD | TBD | TBD | TBD | TBD
| Vendor | Transpak | Transpak | Transpak | Transpak | Transpak | Transpak | Transpak | Transpak
| MPN | 370-0402 | 370-0402 | 370-0402 | 370-0402 | 370-0402 | 370-0402 | 370-0402 | 370-0402
| Quantity | 2 | 2 | 2 | 2 | 2 | 2 | 2 | 2
GB300 - Support tower right | ODM PN | TBD | TBD | TBD | TBD | TBD | TBD | TBD | TBD
| FB PN | TBD | TBD | TBD | TBD | TBD | TBD | TBD | TBD
| Vendor | Transpak | Transpak | Transpak | Transpak | Transpak | Transpak | Transpak | Transpak
| MPN | 370-0403 | 370-0403 | 370-0403 | 370-0403 | 370-0403 | 370-0403 | 370-0403 | 370-0403
| Quantity | 2 | 2 | 2 | 2 | 2 | 2 | 2 | 2
Remark | Update
TBD
Delete