## Revision History
TS | Name | Changes
2025-05-07 | Rex Tsai | Ingrasys initial release PVT L10/L11 Build Matrix
2025-05-08 | Rex Tsai | Build 4 configs
2025-05-09 | Rex Tsai | ■ Update QD Matrix ■ BSM adjustment to 09 ■ Adjustment SCM assembly Structure ■ Adjustment E1.S BP qty (2 > 1)
2025-05-22 | Pedro Acosta | PVT - L10 Build Matrix Tab ROW#10 - Added GB300 Module FBPN 19-100774 ROW#122 - Updated GB300 HMC Module MPN ROW#146, 149, 152, 155, 160, 165, 168, 171, 174, 177, 180, 183 - Added new FBPNs PVT - L11 Build Matrix Tab ROW#19 - Added FBPN for NVSwitch 20-100201
2025-05-27 | Rex Tsai | PVT - L10 Build Matrix Tab ROW#29 - 48 - Remove Assy items ROW#49 - 53 - Combine all Coldplate L ROW#54 - 58 - Combine all Coldplate R ROW#59 - 68 - Delete, combine to Row#49 - 58 ROW#69 - 73 - Combine all Inner Manifold_L ROW#74 - 78 - Combine all Inner Manifold_R ROW#79 - 108 - Delete, combine to Row#69 - 78 ROW#109, 112 - Update Bianca ODM PN ROW#142 - ME Change Design, so update ODM PN ROW#145, 148, 151 - Update ODM PN and MPN ROW#158, 163 - Quantity modify to 2 ROW#164, 170, 176, 179, 182, 190, 193, 195, 198, 200, 203, 205, 208, 210, 213, 215, 218, 220, 223, 225, 228, 230, 233, 235, 238, 240, 243, 245, 248, 250, 253, 255, 258, 260, 263, 265, 268, 270, 273, 275, 278, 280, 283, 285, 288, 295, 298 - Update ODM PN and MPN ROW#290 - 294 - Delete this Cable, original function combined with 07- OSFP PWR cable PVT - L11 Build Matrix - NSF Tab ROW#11, 14 - Add IGS ODM PN ROW#32 - 39 - Add item from EVT Build Matrix(Canister, Cable Cartridge (Left/Right)) ROW#60 - 69 - Update CPC, Danfoss, Parker describe. ROW#70 - 89 - Follow Rack Manifold supplier ROW#90 - 99 - Update follow config (only AEI) ROW#100 - 109 - Update by new design(1600MM*4, 3800MM*4) and Quantity ROW#116, 119 - Update ODM PN and MPN ROW#135, 140, 145, 150, 155 - Update Quantity ROW#199, 201, 204, 234 - Update ODM PN and MPN PVT - L11 Build Matrix - DSF Tab ROW#11, 14 - Add IGS ODM PN ROW#16 - 20 - Add 01- Fiber Patch Panel (DSF Only) ROW#37 - 44 - Add item from EVT Build Matrix(Canister, Cable Cartridge (Left/Right)) ROW#65 - 74 - Update CPC, Danfoss, Parker describe. ROW#75 - 94 - Follow Rack Manifold supplier ROW#95 - 104 - Update follow config (only AEI) ROW#105 - 114 - Update by new design(1600MM*4, 3800MM*4) and Quantity ROW#116, 119, 121, 124 - Update ODM PN and MPN ROW#136 - 150 - Add Transceivers (Optics) , Fiber Cable (DSF Only) ROW#165, 170, 175 - Update Quantity ROW#214, 221, 224, 254 - Update ODM PN and MPN
2025-05-28 | Pedro Acosta | PVT - L10 Build Matrix Tab ROW#7 - Added 01- L10 FBPNs ROW#15, 20, 25 - Added FBPNs for GPU Assy, CPU, and Memory ROW#50, 55, 70, 75 - Added new FBPNs for Cold Plate and Inner Manifold ROW#110 - Added new FBPN to 19-100803 ROW#112 - Updated MPN with latest NVDA update to 900-9X86E-A5CX-ST0 ROW#120 - Added new FBPN 19-100604 ROW#145, 148, 151, 164, 170, 176, 179, 182, 266 - Added "AML Update" comment to signify AML update is needed ROW#137 - Please confirm if we need to have a seperate ODM PN - Confirm ODM PN ROW#255, 260, 265, 270, 275 - Added comment that MPN/ODM VPN is missing (either JPC or Bizlink)
2025-06-06 | Rex Tsai | PVT - L10 Build Matrix Tab ROW#151 - Update new ODM PN ROW#164 - 183 - New PVT2 Version ultrapass cable ROW#184, 187 - Update ODM PN ROW#225 - 229 - New PVT2 Version 07- NIC1 3-to 1 cable ROW#245 - 249 - New PVT2 Version 07- E1.S Backplane MCIO Y cable L ROW#260 - 264 - New PVT2 Version 07- OSFP PWR cable ROW#270 - 274 - New PVT2 Version 07- OSFP sideband cable L ROW#305 - 309, 315 - 319, 325 - 329, 335 - 339 - New PVT2 Version 07- CBL, Leakage sensor cable-1,2,3,4 ROW#295, 298, 300, 303, 310, 313, 320, 323, 330, 333 - Added missing MPN/ODM PN PVT - L11 Build Matrix - NSF Tab ROW#11 - 20 - Split 01 - CI RMC Tray Assy into IGS and Quanta ROW#125 - 129 - Kui Ren hopes to join VCM ROW#307 - 326 - Add Packaging information PVT - L11 Build Matrix - DSF Tab ROW#11 - 20 - Split 01 - CI RMC Tray Assy into IGS and Quanta ROW#125 - 129 - Kui Ren hopes to join VCM ROW#125, 154 - add innolight 2nd source ROW#156 - 165 - Update ODM PN/MPN/Quantity ROW#312 - 331 - Add Packaging information

## PVT - L10 Build Matrix
For Meta
For Ingrasys
Ingrasys | Configuration | Config A | Config B | Config C | Config D | Meta Comments | Ingrasys Note
| Description | 2TB Data/Boot Drive : Samsung Cold plate w/ manifold : Cooler Master Fan : FXN Busbar Cable : Amphenol | 2TB Data/Boot Drive : Mricon Cold plate w/ manifold : AVC Fan : Sunon Busbar Cable : FIT | 2TB Data/Boot Drive : Kioxia Cold plate w/ manifold : Auras Fan : AVC Busbar Cable : Amphenol | 2TB Data/Boot Drive : Kioxia Cold plate w/ manifold : Boyd Fan : Delta Busbar Cable : Amphenol
| Rack Qty | 1 | 1 | 1 | 1
01- CI Compute Tray Assy | ODM PN | 1A72G4C00-600-G (Samsung) 1A72G4D00-600-G (Micron) 1A72G4A00-600-G (WD) | 1A72G4C00-600-G (Samsung) 1A72G4D00-600-G (Micron) 1A72G4A00-600-G (WD) | 1A72G4C00-600-G (Samsung) 1A72G4D00-600-G (Micron) 1A72G4A00-600-G (WD) | 1A72G4C00-600-G (Samsung) 1A72G4D00-600-G (Micron) 1A72G4A00-600-G (WD) |  | 4x 8TB E1.S 25mm data drives are not configured, is this normal?
| FB PN | 01-101313 (Samsung) | 01-101314 (Micron) | 01-101315 (WD) | 01-101313 | Leaving in yellow because I'm not sure if Samsung goes here
| Quantity | 1 | 1 | 1 | 1
19- GB300 Module (Bianca Compute Board for GB300, PVT) HPM + GPU | ODM PN | TEMP-S000235846 | TEMP-S000235846 | TEMP-S000235846 | TEMP-S000235846
| FB PN | 19-100774 | 19-100774 | 19-100774 | 19-100774
| Vendor | Nvidia | Nvidia | Nvidia | Nvidia
| MPN | 900-2G548-0081-000 | 900-2G548-0081-000 | 900-2G548-0081-000 | 900-2G548-0081-000
| Quantity | 2 | 2 | 2 | 2
19- GPU Assy | ODM PN
| FB PN | 19-100806 | 19-100806 | 19-100806 | 19-100806
Vendor
MPN
| Quantity | 2 | 2 | 2 | 2
11- CPU | ODM PN
| FB PN | 11-100111 | 11-100111 | 11-100111 | 11-100111
| Vendor | NVIDIA | NVIDIA | NVIDIA | NVIDIA
| MPN | PHantom PN (FBPN=MPN) | PHantom PN (FBPN=MPN) | PHantom PN (FBPN=MPN) | PHantom PN (FBPN=MPN)
| Quantity | 1 | 1 | 1 | 1
10-Memory | ODM PN
| FB PN | 10-100178 | 10-100178 | 10-100178 | 10-100178
Vendor
MPN
| Quantity | 1 | 1 | 1 | 1
01 - Bianca_QD Matrix1, PVT | ODM PN | CM: TEMP-S000236364 | AVC: TEMP-S000236368 | Auras: TEMP-S000236375 | BOYD: TEMP-S000236380 |  | Remove Assy items
| FB PN | TBD | TBD | TBD | TBD
| Vendor | Cooler Master | AVC | Auras | BOYD
| MPN | CM: TEMP-S000236364 | AVC: TEMP-S000236368 | Auras: TEMP-S000236375 | BOYD: TEMP-S000236380
| Quantity | 1 | 1 | 1 | 1
01 - Bianca_QD Matrix2, PVT | ODM PN | CM: TEMP-S000236365 | AVC: TEMP-S000236369 | Auras: TEMP-S000236377 | BOYD: TEMP-S000236383
| FB PN | TBD | TBD | TBD | TBD
| Vendor | Cooler Master | AVC | Auras | BOYD
| MPN | CM: TEMP-S000236365 | AVC: TEMP-S000236369 | Auras: TEMP-S000236377 | BOYD: TEMP-S000236383
| Quantity | 1 | 1 | 1 | 1
01 - Bianca_QD Matrix3, PVT | ODM PN | CM: TEMP-S000236366 | AVC: TEMP-S000236370 | Auras: TEMP-S000236378 | BOYD: TEMP-S000236384
| FB PN | TBD | TBD | TBD | TBD
| Vendor | Cooler Master | AVC | Auras | BOYD
| MPN | CM: TEMP-S000236366 | AVC: TEMP-S000236370 | Auras: TEMP-S000236378 | BOYD: TEMP-S000236384
| Quantity | 1 | 1 | 1 | 1
01 - Bianca_QD Matrix4, PVT | ODM PN | CM: TEMP-S000236367 | AVC: TEMP-S000236371 | Auras: TEMP-S000236379 | BOYD: TEMP-S000236385
| FB PN | TBD | TBD | TBD | TBD
| Vendor | Cooler Master | AVC | Auras | BOYD
| MPN | CM: TEMP-S000236367 | AVC: TEMP-S000236371 | Auras: TEMP-S000236379 | BOYD: TEMP-S000236385
| Quantity | 1 | 1 | 1 | 1
05- Bianca_Cold plate_L | ODM PN | CM: TEMP-S000236335(Parker) CM: TEMP-S000236333(Danfoss) | AVC: TEMP-S000236635(Parker) AVC: TEMP-S000236633(Danfoss) | Auras: TEMP-S000236649(Parker) Auras: TEMP-S000236647(Danfoss) | BOYD: TEMP-S000236279(Parker) BOYD: TEMP-S000236276(Danfoss)
| FB PN | 05-100339 | 05-100339 | 05-100339 | 05-100339
| Vendor | Cooler Master | AVC | Auras | BOYD
| MPN | CM: LC-05447-01-GP3S2(Parker) CM: LC-05445-01-GP3S2(Danfoss) | AVC: SFA6380002(Parker) AVC: SFA6360002(Danfoss) | Auras: 0S51B00241(Parker) Auras: 0S51B00239(Danfoss) | BOYD: 123491(Parker) BOYD: 123489(Danfoss)
| Quantity | 1 | 1 | 1 | 1
05- Bianca_Cold plate_R | ODM PN | CM: TEMP-S000236336(Parker) CM: TEMP-S000236334(Danfoss) | AVC: TEMP-S000236636(Parker) AVC: TEMP-S000236634(Danfoss) | Auras: TEMP-S000236650(Parker) Auras: TEMP-S000236648(Danfoss) | BOYD: TEMP-S000236280(Parker) BOYD: TEMP-S000236277(Danfoss)
| FB PN | 05-100340 | 05-100340 | 05-100340 | 05-100340
| Vendor | Cooler Master | AVC | Auras | BOYD
| MPN | CM: LC-05448-01-GP3S2(Parker) CM: LC-05446-01-GP3S2(Danfoss) | AVC: SFA6390002(Parker) AVC: SFA6370002(Danfoss) | Auras: 0S51B00242(Parker) Auras: 0S51B00240(Danfoss) | BOYD: 123492(Parker) BOYD: 123490(Danfoss)
| Quantity | 1 | 1 | 1 | 1
05- Bianca_Cold plate_L | ODM PN
| FB PN | TBD | TBD | TBD | TBD
| Vendor | Cooler Master | AVC | Auras | BOYD
MPN
| Quantity | 1 | 1 | 1 | 1
05- Bianca_Cold plate_R | ODM PN
| FB PN | TBD | TBD | TBD | TBD
| Vendor | Cooler Master | AVC | Auras | BOYD
MPN
| Quantity | 1 | 1 | 1 | 1
05- Bianca_Inner Manifold_L | ODM PN | CM: TEMP-S000236358(Parker+Parker) CM: TEMP-S000236356(Danfoss+Danfoss) CM: TEMP-S000236348(CPC+Parker) CM: TEMP-S000236340(CPC+Danfoss) | AVC: TEMP-S000236644(Parker+Parker) AVC: TEMP-S000236641(Danfoss+Danfoss) AVC: TEMP-S000236639(CPC+Parker) AVC: TEMP-S000236637(CPC+Danfoss) | Auras: TEMP-S000236657(Parker+Parker) Auras: TEMP-S000236655(Danfoss+Danfoss) Auras: TEMP-S000236653(CPC+Parker) Auras: TEMP-S000236651(CPC+Danfoss) | BOYD: TEMP-S000236284(Parker+Parker) BOYD: TEMP-S000236283(Danfoss+Danfoss) BOYD: TEMP-S000236282(CPC+Parker) BOYD: TEMP-S000236281(CPC+Danfoss)
| FB PN | 05-100342 | 05-100342 | 05-100342 | 05-100342
| Vendor | Cooler Master | AVC | Auras | BOYD
| MPN | CM: LC-05452-01-GP3S2(Parker+Parker) CM: LC-05450-01-GP3S2(Danfoss+Danfoss) CM: LC-05456-01-GP3S2(CPC+Parker) CM: LC-05454-01-GP3S2(CPC+Danfoss) | AVC: SFA6460002(Parker+Parker) AVC: SFA6480002(Danfoss+Danfoss) AVC: SFA6510002(CPC+Parker) AVC: SFA6430002(CPC+Danfoss) | Auras: 0S53B00143(Parker+Parker) Auras: 0S53B00141(Danfoss+Danfoss) Auras: 0S53B00139(CPC+Parker) Auras: 0S53B00137(CPC+Danfoss) | BOYD: 123495(Parker+Parker) BOYD: 123493(Danfoss+Danfoss) BOYD: 123499(CPC+Parker) BOYD: 123497(CPC+Danfoss)
| Quantity | 1 | 1 | 1 | 1
05- Bianca_Inner Manifold_R | ODM PN | CM: TEMP-S000236360(Parker+Parker) CM: TEMP-S000236357(Danfoss+Danfoss) CM: TEMP-S000236352(CPC+Parker) CM: TEMP-S000236346(CPC+Danfoss) | AVC: TEMP-S000236645(Parker+Parker) AVC: TEMP-S000236643(Danfoss+Danfoss) AVC: TEMP-S000236640(CPC+Parker) AVC: TEMP-S000236638(CPC+Danfoss) | Auras: TEMP-S000236658(Parker+Parker) Auras: TEMP-S000236656(Danfoss+Danfoss) Auras: TEMP-S000236654(CPC+Parker) Auras: TEMP-S000236652(CPC+Danfoss) | BOYD: TEMP-S000236292(Parker+Parker) BOYD: TEMP-S000236291(Danfoss+Danfoss) BOYD: TEMP-S000236289(CPC+Parker) BOYD: TEMP-S000236287(CPC+Danfoss)
| FB PN | 05-100341 | 05-100341 | 05-100341 | 05-100341
| Vendor | Cooler Master | AVC | Auras | BOYD
| MPN | CM: LC-05453-01-GP3S2(Parker+Parker) CM: LC-05451-01-GP3S2(Danfoss+Danfoss) CM: LC-05457-01-GP3S2(CPC+Parker) CM: LC-05455-01-GP3S2(CPC+Danfoss) | AVC: SFA6450002(Parker+Parker) AVC: SFA6470002(Danfoss+Danfoss) AVC: SFA6490002(CPC+Parker) AVC: SFA6440002(CPC+Danfoss) | Auras: 0S53B00144(Parker+Parker) Auras: 0S53B00142(Danfoss+Danfoss) Auras: 0S53B00140(CPC+Parker) Auras: 0S53B00138(CPC+Danfoss) | BOYD: 123496(Parker+Parker) BOYD: 123494(Danfoss+Danfoss) BOYD: 123500(CPC+Parker) BOYD: 123498(CPC+Danfoss)
| Quantity | 1 | 1 | 1 | 1
05- Bianca_Inner Manifold_L | ODM PN
| FB PN | TBD | TBD | TBD | TBD
| Vendor | Cooler Master | AVC | Auras | BOYD
MPN
| Quantity | 1 | 1 | 1 | 1
05- Bianca_Inner Manifold_R | ODM PN
| FB PN | TBD | TBD | TBD | TBD
| Vendor | Cooler Master | AVC | Auras | BOYD
MPN
| Quantity | 1 | 1 | 1 | 1
05- Bianca_Inner Manifold_L | ODM PN
| FB PN | TBD | TBD | TBD | TBD
| Vendor | Cooler Master | AVC | Auras | BOYD
MPN
| Quantity | 1 | 1 | 1 | 1
05- Bianca_Inner Manifold_R | ODM PN
| FB PN | TBD | TBD | TBD | TBD
| Vendor | Cooler Master | AVC | Auras | BOYD
MPN
| Quantity | 1 | 1 | 1 | 1
05- Bianca_Inner Manifold_L | ODM PN
| FB PN | TBD | TBD | TBD | TBD
| Vendor | Cooler Master | AVC | Auras | BOYD
MPN
| Quantity | 1 | 1 | 1 | 1
05- Bianca_Inner Manifold_R | ODM PN
| FB PN | TBD | TBD | TBD | TBD
| Vendor | Cooler Master | AVC | Auras | BOYD
MPN
| Quantity | 1 | 1 | 1 | 1
19- NIC Card CX8 Dual Port 800G | ODM PN | TEMP-S000239104 | TEMP-S000239104 | TEMP-S000239104 | TEMP-S000239104
| FB PN | 19-100803 | 19-100803 | 19-100803 | 19-100803
| Vendor | Nvidia | Nvidia | Nvidia | Nvidia
| MPN | 900-9X86E-A5CX-ST0 | 900-9X86E-A5CX-ST0 | 900-9X86E-A5CX-ST0 | 900-9X86E-A5CX-ST0
| Quantity | 2 | 2 | 2 | 2
19- CX7 Frontend NIC, IO board | ODM PN | TEMP-S000226360 | TEMP-S000226360 | TEMP-S000226360 | TEMP-S000226360
| FB PN | 19-100693 | 19-100693 | 19-100693 | 19-100693
| Vendor | Nvidia | Nvidia | Nvidia | Nvidia
| MPN | CX75343AMC-NEAC_FB | CX75343AMC-NEAC_FB | CX75343AMC-NEAC_FB | CX75343AMC-NEAC_FB
| Quantity | 2 | 2 | 2 | 2
19- HMC module for GB300 | ODM PN | TEMP-S000236257 TBD | TEMP-S000236257 TBD | TEMP-S000236257 TBD | TEMP-S000236257 TBD |  | Is there any change in HMC Module?
| FB PN | 19-100604 | 19-100604 | 19-100604 | 19-100604
| Vendor | NVIDIA | NVIDIA | NVIDIA | NVIDIA
| MPN | 900-24764-0000-000 900-24764-0030-000 | 900-24764-0000-000 900-24764-0030-000 | 900-24764-0000-000 900-24764-0030-000 | 900-24764-0000-000 900-24764-0030-000 |  | Is there any change in HMC Module?
| Quantity | 1 | 1 | 1 | 1
27- HMC Bracket | ODM PN | 1A72FVN00-600-G | 1A72FVN00-600-G | 1A72FVN00-600-G | 1A72FVN00-600-G
| FB PN | 27-100434 | 27-100434 | 27-100434 | 27-100434
| Quantity | 1 | 1 | 1 | 1
09- 2TB E1.S boot drive | ODM PN | Samsung: TEMP-S000225741 | Micron: TEMP-S000225742 | Kioxia: TEMP-S000225743 | Kioxia: TEMP-S000225743
| ODM Assy PN | 1A72D4300-600-G | 1A72D4300-600-G | 1A72D4300-600-G | 1A72D4300-600-G
| FB PN | 09-100274 | 09-100274 | 09-100274 | 09-100274
| Vendor | Samsung | Micron | Kioxia | Kioxia
| MPN | Samsung: MZTL61T9HFJA-00AFB | Micron: MTFDKBT1T9TFR-1BC4DABVA | Kioxia: KXDZDRJJ1T92 | Kioxia: KXDZDRJJ1T92
| Quantity | 1 | 1 | 1 | 1
27- SSD holder | ODM PN | 1A72G6H00-600-G | 1A72G6H00-600-G | 1A72G6H00-600-G | 1A72G6H00-600-G
| FB PN | 27-100408 | 27-100408 | 27-100408 | 27-100408
| Quantity | 1 | 1 | 1 | 1
09- 8TB E1.S SSD (Data Drive) | ODM PN | Samsung: TEMP-S000225744 Micron: TEMP-S000225746 WD: TEMP-S000225745 | Samsung: TEMP-S000225744 Micron: TEMP-S000225746 WD: TEMP-S000225745 | Samsung: TEMP-S000225744 Micron: TEMP-S000225746 WD: TEMP-S000225745 | Samsung: TEMP-S000225744 Micron: TEMP-S000225746 WD: TEMP-S000225745
| ODM Assy PN | 1A72D4300-600-G 1A72D4600-600-G1 | 1A72D4300-600-G 1A72D4600-600-G2 | 1A72D4300-600-G 1A72D4600-600-G3 | 1A72D4300-600-G 1A72D4600-600-G4 | Confirm with ODM if they need a seperate ODM PN? | We expect to use suffixes 1-4 to distinguish
| FB PN | 09-100273 (Samsung) | 09-100271 (WD) | 09-100272 (Micron) | 09-100273 (Samsung) | Should Micron and WD switch Configs? | Maybe, but we should check with Amber
| Vendor | Samsung/WD/Micron | Samsung/WD/Micron | Samsung/WD/Micron | Samsung/WD/Micron
| MPN | Samsung: MZOL67T6HBLC-00AFB WD: WUS6A7676PJP8X7 Micron: MTFDLBU7T6THC-1BK4FABVA | Samsung: MZOL67T6HBLC-00AFB WD: WUS6A7676PJP8X7 Micron: MTFDLBU7T6THC-1BK4FABVA | Samsung: MZOL67T6HBLC-00AFB WD: WUS6A7676PJP8X7 Micron: MTFDLBU7T6THC-1BK4FABVA | Samsung: MZOL67T6HBLC-00AFB WD: WUS6A7676PJP8X7 Micron: MTFDLBU7T6THC-1BK4FABVA
| Quantity | 4 | 4 | 4 | 4
27 - 8TB Bracket | ODM PN | 1A72GQL00-600-G | 1A72GQL00-600-G | 1A72GQL00-600-G | 1A72GQL00-600-G
| FB PN | 27-100267 | 27-100267 | 27-100267 | 27-100267
| Quantity | 1 | 1 | 1 | 1
19- PDB | ODM PN | 1A72GA500-600-G | 1A72GA500-600-G | 1A72GA500-600-G | 1A72GA500-600-G
| FB PN | 19-100794 | 19-100794 | 19-100794 | 19-100794
| Quantity | 1 | 1 | 1 | 1
19- FIO board | ODM PN | 1A72GAB00-600-G | 1A72GAB00-600-G | 1A72GAB00-600-G | 1A72GAB00-600-G
| FB PN | 19-100795 | 19-100795 | 19-100795 | 19-100795
| Quantity | 1 | 1 | 1 | 1
19- OSFP Board | ODM PN | 1A72E1400-600-G 1A72GAC00-600-G | 1A72E1400-600-G 1A72GAC00-600-G | 1A72E1400-600-G 1A72GAC00-600-G | 1A72E1400-600-G 1A72GAC00-600-G | Need new ODM PN, duplicate (used on 19-100685) | Update new ODM PN
| FB PN | 19-100796 | 19-100796 | 19-100796 | 19-100796
| Quantity | 1 | 1 | 1 | 1
07 - Ultrapass cable (L) | ODM PN | TEMP-S000236570 | TEMP-S000236570 | TEMP-S000236570 | TEMP-S000236570 |  | Only PVT1
| FB PN | 07-100945 | 07-100945 | 07-100945 | 07-100945
| Vendor | Amphenol | Amphenol | Amphenol | Amphenol
| MPN | KFGE25-18-A505G6A | KFGE25-18-A505G6A | KFGE25-18-A505G6A | KFGE25-18-A505G6A
| Quantity | 2 | 2 | 2 | 2
07 - Ultrapass cable (R) | ODM PN | TEMP-S000236571 | TEMP-S000236571 | TEMP-S000236571 | TEMP-S000236571 |  | Only PVT1
| FB PN | 07-100946 | 07-100945 | 07-100945 | 07-100945 | Should this say 07-100946 on all? | No, It's difference.
| Vendor | Amphenol | Amphenol | Amphenol | Amphenol
| MPN | KFGE25-18-A420G6A | KFGE25-18-A420G6A | KFGE25-18-A420G6A | KFGE25-18-A420G6A
| Quantity | 2 | 2 | 2 | 2
07 - Ultrapass cable_PVT2_A | ODM PN | TBD | TBD | TBD | TBD |  | PVT2 Version, Due to label marking requirements, Ultrapass Cable will be divided into 4 part numbers in the PVT2 area.
| FB PN | TBD | TBD | TBD | TBD |  | Need a new FBPN
| Vendor | Amphenol | Amphenol | Amphenol | Amphenol
| MPN | TBD | TBD | TBD | TBD
| Quantity | 1 | 1 | 1 | 1
07 - Ultrapass cable_PVT2_B | ODM PN | TBD | TBD | TBD | TBD |  | PVT2 Version
| FB PN | TBD | TBD | TBD | TBD |  | Need a new FBPN
| Vendor | Amphenol | Amphenol | Amphenol | Amphenol
| MPN | TBD | TBD | TBD | TBD
| Quantity | 1 | 1 | 1 | 1
07 - Ultrapass cable_PVT2_C | ODM PN | TBD | TBD | TBD | TBD |  | PVT2 Version
| FB PN | TBD | TBD | TBD | TBD |  | Need a new FBPN
| Vendor | Amphenol | Amphenol | Amphenol | Amphenol
| MPN | TBD | TBD | TBD | TBD
| Quantity | 1 | 1 | 1 | 1
07 - Ultrapass cable_PVT2_D | ODM PN | TBD | TBD | TBD | TBD |  | PVT2 Version
| FB PN | TBD | TBD | TBD | TBD |  | Need a new FBPN
| Vendor | Amphenol | Amphenol | Amphenol | Amphenol
| MPN | TBD | TBD | TBD | TBD
| Quantity | 1 | 1 | 1 | 1
19- SCM BOARD ASSY, SCM + Sensor board + TPM | ODM PN | 1A72GA200-600-G 1A72HBU00-600-G | 1A72GA200-600-G 1A72HBU00-600-G | 1A72GA200-600-G 1A72HBU00-600-G | 1A72GA200-600-G 1A72HBU00-600-G |  | Update ODM PN
| FB PN | 19-100797 | 19-100797 | 19-100797 | 19-100797
| Quantity | 1 | 1 | 1 | 1
19- SCM BOARD+Sensor board | ODM PN | 1A72HBM00-600-G | 1A72HBM00-600-G | 1A72HBM00-600-G | 1A72HBM00-600-G |  | New ODM PN
| FB PN | 19-100798 | 19-100798 | 19-100798 | 19-100798
| Quantity | 2 | 2 | 2 | 2
19- TPM | ODM PN | 1A72GAH00-600-G | 1A72GAH00-600-G | 1A72GAH00-600-G | 1A72GAH00-600-G
| FB PN | 19-100799 | 19-100799 | 19-100799 | 19-100799
| Quantity | 2 | 2 | 2 | 2
27- SCM Bracket | ODM PN | 1A31NCD00-600-G | 1A31NCD00-600-G | 1A31NCD00-600-G | 1A31NCD00-600-G
| FB PN | 27-100383 | 27-100383 | 27-100383 | 27-100383
| Quantity | 1 | 1 | 1 | 1
19-BSM | ODM PN | 1A72GAJ00-600-G | 1A72GAJ00-600-G | 1A72GAJ00-600-G | 1A72GAJ00-600-G
| FB PN | 09-100319 | 09-100319 | 09-100319 | 09-100319
| Quantity | 1 | 1 | 1 | 1
19-E1.S backplane | ODM PN | 1A72GA400-600-G | 1A72GA400-600-G | 1A72GA400-600-G | 1A72GA400-600-G
| FB PN | 19-100800 | 19-100800 | 19-100800 | 19-100800
| Quantity | 1 | 1 | 1 | 1
19- Interposer | ODM PN | 1A72GA800-600-G | 1A72GA800-600-G | 1A72GA800-600-G | 1A72GA800-600-G
| FB PN | 19-100801 | 19-100801 | 19-100801 | 19-100801
| Quantity | 1 | 1 | 1 | 1
05- FAN 4056 | ODM PN | AVC: TEMP-S000235793 | Sunon: TEMP-S000236154 | AVC: TEMP-S000235793 | Sunon: TEMP-S000236154
| FB PN | 05-100335 | 05-100335 | 05-100335 | 05-100335
| Vendor | FXN | Sunon | AVC | Delta
| MPN | AVC: DFPU0456B2UY051 | Sunon: XG40561BX-1Q985-S9W | AVC: DFPU0456B2UY051 | Sunon: XG40561BX-1Q985-S9W
| Quantity | 8 | 8 | 8 | 8
07- Busbar Cable | ODM PN | Amphenol: TEMP-S000238671 | FIT: TEMP-S000236298 | Amphenol: TEMP-S000238671 | Amphenol: TEMP-S000238671
| FB PN | 07-100938 | 07-100938 | 07-100938 | 07-100938
| Vendor | Amphenol | FIT | Amphenol | Amphenol
| MPN | Amphenol: 10174690-1UF123LF | FIT: JPB15CT-ZZ661-DH | Amphenol: 10174690-1UF123LF | Amphenol: 10174690-1UF123LF
| Quantity | 1 | 1 | 1 | 1
07- NIC0 3-to-1 cable | ODM PN | Amphenol: TEMP-S000236240 Molex: TEMP-S000231105 FIT: TEMP-S000231112 | Amphenol: TEMP-S000236240 Molex: TEMP-S000231105 FIT: TEMP-S000231112 | Amphenol: TEMP-S000236240 Molex: TEMP-S000231105 FIT: TEMP-S000231112 | Amphenol: TEMP-S000236240 Molex: TEMP-S000231105 FIT: TEMP-S000231112
| FB PN | 07-100918 | 07-100918 | 07-100918 | 07-100918
| Vendor | Amphenol/Molex/FIT | Amphenol/Molex/FIT | Amphenol/Molex/FIT | Amphenol/Molex/FIT
| MPN | Amphenol: HGZ168-1428 Molex: 2193241141 FIT: CAMQ06V-ZZB03-DH | Amphenol: HGZ168-1428 Molex: 2193241141 FIT: CAMQ06V-ZZB03-DH | Amphenol: HGZ168-1428 Molex: 2193241141 FIT: CAMQ06V-ZZB03-DH | Amphenol: HGZ168-1428 Molex: 2193241141 FIT: CAMQ06V-ZZB03-DH
| Quantity | 1 | 1 | 1 | 1
07- NIC1 3-to 1 cable | ODM PN | Amphenol: TEMP-S000236241 Molex: TEMP-S000231106 FIT: TEMP-S000231113 | Amphenol: TEMP-S000236241 Molex: TEMP-S000231106 FIT: TEMP-S000231113 | Amphenol: TEMP-S000236241 Molex: TEMP-S000231106 FIT: TEMP-S000231113 | Amphenol: TEMP-S000236241 Molex: TEMP-S000231106 FIT: TEMP-S000231113
| FB PN | 07-100919 | 07-100919 | 07-100919 | 07-100919
| Vendor | Amphenol/Molex/FIT | Amphenol/Molex/FIT | Amphenol/Molex/FIT | Amphenol/Molex/FIT
| MPN | Amphenol: HGZ168-1429 Molex: 2193241142 FIT: CAMQ06V-ZZB04-DH | Amphenol: HGZ168-1429 Molex: 2193241142 FIT: CAMQ06V-ZZB04-DH | Amphenol: HGZ168-1429 Molex: 2193241142 FIT: CAMQ06V-ZZB04-DH | Amphenol: HGZ168-1429 Molex: 2193241142 FIT: CAMQ06V-ZZB04-DH
| Quantity | 1 | 1 | 1 | 1
07- NIC1 3-to 1 cable_PVT2 | ODM PN | Amphenol: TEMP-S000239420 Molex: TEMP-S000239421 FIT: TEMP-S000239636 | Amphenol: TEMP-S000239420 Molex: TEMP-S000239421 FIT: TEMP-S000239636 | Amphenol: TEMP-S000239420 Molex: TEMP-S000239421 FIT: TEMP-S000239636 | Amphenol: TEMP-S000239420 Molex: TEMP-S000239421 FIT: TEMP-S000239636 |  | New PVT2 version, difference length.
| FB PN | TBD | TBD | TBD | TBD
| Vendor | Amphenol/Molex/FIT | Amphenol/Molex/FIT | Amphenol/Molex/FIT | Amphenol/Molex/FIT
| MPN | Amphenol: HGZ168-1468 Molex: 2193241144 FIT: CAMQ06V-ZZB05-DH | Amphenol: HGZ168-1468 Molex: 2193241144 FIT: CAMQ06V-ZZB05-DH | Amphenol: HGZ168-1468 Molex: 2193241144 FIT: CAMQ06V-ZZB05-DH | Amphenol: HGZ168-1468 Molex: 2193241144 FIT: CAMQ06V-ZZB05-DH |  | New PVT2 version, difference length.
| Quantity | 1 | 1 | 1 | 1
07- Front IO board SlimSAS | ODM PN | Amphenol: TEMP-S000236242 Molex: TEMP-S000231107 FIT: TEMP-S000231114 | Amphenol: TEMP-S000236242 Molex: TEMP-S000231107 FIT: TEMP-S000231114 | Amphenol: TEMP-S000236242 Molex: TEMP-S000231107 FIT: TEMP-S000231114 | Amphenol: TEMP-S000236242 Molex: TEMP-S000231107 FIT: TEMP-S000231114
| FB PN | 07-100920 | 07-100920 | 07-100920 | 07-100920
| Vendor | Amphenol/Molex/FIT | Amphenol/Molex/FIT | Amphenol/Molex/FIT | Amphenol/Molex/FIT
| MPN | Amphenol: HSL38-4101 Molex: 2073711110 FIT: CAMJ04E-ZZB01-DH | Amphenol: HSL38-4101 Molex: 2073711110 FIT: CAMJ04E-ZZB01-DH | Amphenol: HSL38-4101 Molex: 2073711110 FIT: CAMJ04E-ZZB01-DH | Amphenol: HSL38-4101 Molex: 2073711110 FIT: CAMJ04E-ZZB01-DH
| Quantity | 1 | 1 | 1 | 1
07- E1.S Backplane power cable | ODM PN | Amphenol: TEMP-S000236237 Bellwether: TEMP-S000238652 JPC: TEMP-S000239010 | Amphenol: TEMP-S000236237 Bellwether: TEMP-S000238652 JPC: TEMP-S000239010 | Amphenol: TEMP-S000236237 Bellwether: TEMP-S000238652 JPC: TEMP-S000239010 | Amphenol: TEMP-S000236237 Bellwether: TEMP-S000238652 JPC: TEMP-S000239010
| FB PN | 07-100921 | 07-100921 | 07-100921 | 07-100921
| Vendor | Amphenol/Bellwether/JPC | Amphenol/Bellwether/JPC | Amphenol/Bellwether/JPC | Amphenol/Bellwether/JPC
| MPN | Amphenol: HWHHW-BT50 Bellwether: 76860-103W JPC: PCB012701584-1 | Amphenol: HWHHW-BT50 Bellwether: 76860-103W JPC: PCB012701584-1 | Amphenol: HWHHW-BT50 Bellwether: 76860-103W JPC: PCB012701584-1 | Amphenol: HWHHW-BT50 Bellwether: 76860-103W JPC: PCB012701584-1
| Quantity | 1 | 1 | 1 | 1
07- E1.S Backplane MCIO Y cable L | ODM PN | Amphenol: TEMP-S000236238 Molex: TEMP-S000231108 FIT: TEMP-S000231115 | Amphenol: TEMP-S000236238 Molex: TEMP-S000231108 FIT: TEMP-S000231115 | Amphenol: TEMP-S000236238 Molex: TEMP-S000231108 FIT: TEMP-S000231115 | Amphenol: TEMP-S000236238 Molex: TEMP-S000231108 FIT: TEMP-S000231115
| FB PN | 07-100922 | 07-100922 | 07-100922 | 07-100922
| Vendor | Amphenol/Molex/FIT | Amphenol/Molex/FIT | Amphenol/Molex/FIT | Amphenol/Molex/FIT
| MPN | Amphenol: HMC74-D232 Molex: 2150711759 FIT: CANK06K-ZZA01-DH | Amphenol: HMC74-D232 Molex: 2150711759 FIT: CANK06K-ZZA01-DH | Amphenol: HMC74-D232 Molex: 2150711759 FIT: CANK06K-ZZA01-DH | Amphenol: HMC74-D232 Molex: 2150711759 FIT: CANK06K-ZZA01-DH
| Quantity | 1 | 1 | 1 | 1
07- E1.S Backplane MCIO Y cable L_PVT2 | ODM PN | Amphenol: TEMP-S000239418 Molex: TEMP-S000239419 FIT: TEMP-S000239635 | Amphenol: TEMP-S000239418 Molex: TEMP-S000239419 FIT: TEMP-S000239635 | Amphenol: TEMP-S000239418 Molex: TEMP-S000239419 FIT: TEMP-S000239635 | Amphenol: TEMP-S000239418 Molex: TEMP-S000239419 FIT: TEMP-S000239635 |  | New PVT2 version, difference length.
| FB PN | TBD | TBD | TBD | TBD
| Vendor | Amphenol/Molex/FIT | Amphenol/Molex/FIT | Amphenol/Molex/FIT | Amphenol/Molex/FIT
| MPN | Amphenol: HMC74-D448 Molex: 2150711825 FIT: CANK07K-ZZA02-DH | Amphenol: HMC74-D448 Molex: 2150711825 FIT: CANK07K-ZZA02-DH | Amphenol: HMC74-D448 Molex: 2150711825 FIT: CANK07K-ZZA02-DH | Amphenol: HMC74-D448 Molex: 2150711825 FIT: CANK07K-ZZA02-DH |  | New PVT2 version, difference length.
| Quantity | 1 | 1 | 1 | 1
07- E1.S Backplane MCIO Y cable R | ODM PN | Amphenol: TEMP-S000236239 Molex: TEMP-S000231109 FIT: TEMP-S000231116 | Amphenol: TEMP-S000236239 Molex: TEMP-S000231109 FIT: TEMP-S000231116 | Amphenol: TEMP-S000236239 Molex: TEMP-S000231109 FIT: TEMP-S000231116 | Amphenol: TEMP-S000236239 Molex: TEMP-S000231109 FIT: TEMP-S000231116
| FB PN | 07-100923 | 07-100923 | 07-100923 | 07-100923
| Vendor | Amphenol/Molex/FIT | Amphenol/Molex/FIT | Amphenol/Molex/FIT | Amphenol/Molex/FIT
| MPN | Amphenol: HMC74-D233 Molex: 2150711760 FIT: CANK08K-ZZA02-DH | Amphenol: HMC74-D233 Molex: 2150711760 FIT: CANK08K-ZZA02-DH | Amphenol: HMC74-D233 Molex: 2150711760 FIT: CANK08K-ZZA02-DH | Amphenol: HMC74-D233 Molex: 2150711760 FIT: CANK08K-ZZA02-DH
| Quantity | 1 | 1 | 1 | 1
07- OSFP PWR cable | ODM PN | Amphenol: TEMP-S000236244 Bellwether: TEMP-S000238654 JPC: TEMP-S000239011 | Amphenol: TEMP-S000236244 Bellwether: TEMP-S000238654 JPC: TEMP-S000239011 | Amphenol: TEMP-S000236244 Bellwether: TEMP-S000238654 JPC: TEMP-S000239011 | Amphenol: TEMP-S000236244 Bellwether: TEMP-S000238654 JPC: TEMP-S000239011
| FB PN | 07-100939 | 07-100939 | 07-100939 | 07-100939
| Vendor | Amphenol/Bellwether/JPC | Amphenol/Bellwether/JPC | Amphenol/Bellwether/JPC | Amphenol/Bellwether/JPC
| MPN | Amphenol: HWHHW-BT47 Bellwether: 76860-102W JPC: PCB012701583-1 | Amphenol: HWHHW-BT47 Bellwether: 76860-102W JPC: PCB012701583-1 | Amphenol: HWHHW-BT47 Bellwether: 76860-102W JPC: PCB012701583-1 | Amphenol: HWHHW-BT47 Bellwether: 76860-102W JPC: PCB012701583-1
| Quantity | 1 | 1 | 1 | 1
07- OSFP PWR cable_PVT2 | ODM PN | Amphenol: TEMP-S000239422 Bellwether: TEMP-S000239423 JPC: TEMP-S000239637 | Amphenol: TEMP-S000239422 Bellwether: TEMP-S000239423 JPC: TEMP-S000239637 | Amphenol: TEMP-S000239422 Bellwether: TEMP-S000239423 JPC: TEMP-S000239637 | Amphenol: TEMP-S000239422 Bellwether: TEMP-S000239423 JPC: TEMP-S000239637 |  | New PVT2 version, difference length.
| FB PN | TBD | TBD | TBD | TBD
| Vendor | Amphenol/Bellwether/JPC | Amphenol/Bellwether/JPC | Amphenol/Bellwether/JPC | Amphenol/Bellwether/JPC
| MPN | Amphenol: HWHHW-BX37 Bellwether: 76860-105W JPC: PCB012701583-2 | Amphenol: HWHHW-BX37 Bellwether: 76860-105W JPC: PCB012701583-2 | Amphenol: HWHHW-BX37 Bellwether: 76860-105W JPC: PCB012701583-2 | Amphenol: HWHHW-BX37 Bellwether: 76860-105W JPC: PCB012701583-2 |  | New PVT2 version, difference length.
| Quantity | 1 | 1 | 1 | 1
07- OSFP sideband cable L | ODM PN | Amphenol: TEMP-S000236245 Bellwether: TEMP-S000238655 JPC: TEMP-S000238656 | Amphenol: TEMP-S000236245 Bellwether: TEMP-S000238655 JPC: TEMP-S000238656 | Amphenol: TEMP-S000236245 Bellwether: TEMP-S000238655 JPC: TEMP-S000238656 | Amphenol: TEMP-S000236245 Bellwether: TEMP-S000238655 JPC: TEMP-S000238656
| FB PN | 07-100940 | 07-100940 | 07-100940 | 07-100940
| Vendor | Amphenol/Bellwether/JPC | Amphenol/Bellwether/JPC | Amphenol/Bellwether/JPC | Amphenol/Bellwether/JPC
| MPN | Amphenol: HWHHW-BT48 Bellwether: 76190-803W JPC: PCB012701379-3 | Amphenol: HWHHW-BT48 Bellwether: 76190-803W JPC: PCB012701379-3 | Amphenol: HWHHW-BT48 Bellwether: 76190-803W JPC: PCB012701379-3 | Amphenol: HWHHW-BT48 Bellwether: 76190-803W JPC: PCB012701379-3
| Quantity | 1 | 1 | 1 | 1
07- OSFP sideband cable L_PVT2 | ODM PN | Amphenol: TEMP-S000239424 Bellwether: TEMP-S000239425 JPC: TEMP-S000239638 | Amphenol: TEMP-S000239424 Bellwether: TEMP-S000239425 JPC: TEMP-S000239638 | Amphenol: TEMP-S000239424 Bellwether: TEMP-S000239425 JPC: TEMP-S000239638 | Amphenol: TEMP-S000239424 Bellwether: TEMP-S000239425 JPC: TEMP-S000239638 |  | New PVT2 version, difference length.
| FB PN | TBD | TBD | TBD | TBD
| Vendor | Amphenol/Bellwether/JPC | Amphenol/Bellwether/JPC | Amphenol/Bellwether/JPC | Amphenol/Bellwether/JPC
| MPN | Amphenol: HWHHW-BX38 Bellwether: 76190-806W JPC: PCB012701379-5 | Amphenol: HWHHW-BX38 Bellwether: 76190-806W JPC: PCB012701379-5 | Amphenol: HWHHW-BX38 Bellwether: 76190-806W JPC: PCB012701379-5 | Amphenol: HWHHW-BX38 Bellwether: 76190-806W JPC: PCB012701379-5 |  | New PVT2 version, difference length.
| Quantity | 1 | 1 | 1 | 1
07- OSFP sideband cable R | ODM PN | Amphenol: TEMP-S000236246 Bellwether: TEMP-S000238657 JPC: TEMP-S000238658 | Amphenol: TEMP-S000236246 Bellwether: TEMP-S000238657 JPC: TEMP-S000238658 | Amphenol: TEMP-S000236246 Bellwether: TEMP-S000238657 JPC: TEMP-S000238658 | Amphenol: TEMP-S000236246 Bellwether: TEMP-S000238657 JPC: TEMP-S000238658
| FB PN | 07-100941 | 07-100941 | 07-100941 | 07-100941
| Vendor | Amphenol/Bellwether/JPC | Amphenol/Bellwether/JPC | Amphenol/Bellwether/JPC | Amphenol/Bellwether/JPC
| MPN | Amphenol: HWHHW-BT49 Bellwether: 76190-804W JPC: PCB012701379-4 | Amphenol: HWHHW-BT49 Bellwether: 76190-804W JPC: PCB012701379-4 | Amphenol: HWHHW-BT49 Bellwether: 76190-804W JPC: PCB012701379-4 | Amphenol: HWHHW-BT49 Bellwether: 76190-804W JPC: PCB012701379-4
| Quantity | 1 | 1 | 1 | 1
07- E1.S SSD Y cable | ODM PN | Amphenol: TEMP-S000236243 Molex: TEMP-S000231110 FIT: TEMP-S000231117 | Amphenol: TEMP-S000236243 Molex: TEMP-S000231110 FIT: TEMP-S000231117 | Amphenol: TEMP-S000236243 Molex: TEMP-S000231110 FIT: TEMP-S000231117 | Amphenol: TEMP-S000236243 Molex: TEMP-S000231110 FIT: TEMP-S000231117
| FB PN | 07-100924 | 07-100924 | 07-100924 | 07-100924
| Vendor | Amphenol/Molex/FIT | Amphenol/Molex/FIT | Amphenol/Molex/FIT | Amphenol/Molex/FIT
| MPN | Amphenol: HGZ56-0986 Molex: 2126631230 FIT: CALH04H-ZZA03-DH | Amphenol: HGZ56-0986 Molex: 2126631230 FIT: CALH04H-ZZA03-DH | Amphenol: HGZ56-0986 Molex: 2126631230 FIT: CALH04H-ZZA03-DH | Amphenol: HGZ56-0986 Molex: 2126631230 FIT: CALH04H-ZZA03-DH
| Quantity | 1 | 1 | 1 | 1
07- CBL, PDB_MB(R)(L) PWR cable | ODM PN | Amphenol: TEMP-S000236247 Bellwether: TEMP-S000238659 JPC: TEMP-S000239012 | Amphenol: TEMP-S000236247 Bellwether: TEMP-S000238659 JPC: TEMP-S000239012 | Amphenol: TEMP-S000236247 Bellwether: TEMP-S000238659 JPC: TEMP-S000239012 | Amphenol: TEMP-S000236247 Bellwether: TEMP-S000238659 JPC: TEMP-S000239012
| FB PN | 07-100925 | 07-100925 | 07-100925 | 07-100925
| Vendor | Amphenol/Bellwether/JPC | Amphenol/Bellwether/JPC | Amphenol/Bellwether/JPC | Amphenol/Bellwether/JPC
| MPN | Amphenol: HWHHW-BT44 Bellwether: 76860-101W JPC: PCB012701582-1 | Amphenol: HWHHW-BT44 Bellwether: 76860-101W JPC: PCB012701582-1 | Amphenol: HWHHW-BT44 Bellwether: 76860-101W JPC: PCB012701582-1 | Amphenol: HWHHW-BT44 Bellwether: 76860-101W JPC: PCB012701582-1
| Quantity | 1 | 1 | 1 | 1
07- CBL, CLINK Cable | ODM PN | Amphenol: TEMP-S000238660 Bizlink: TEMP-S000239013 | Amphenol: TEMP-S000238660 Bizlink: TEMP-S000239013 | Amphenol: TEMP-S000238660 Bizlink: TEMP-S000239013 | Amphenol: TEMP-S000238660 Bizlink: TEMP-S000239013
| FB PN | 07-100926 | 07-100926 | 07-100926 | 07-100926
| Vendor | Amphenol/Bizlink | Amphenol/Bizlink | Amphenol/Bizlink | Amphenol/Bizlink
| MPN | Amphenol: HMC124-2250 Bizlink: 117H0-157059-R1 | Amphenol: HMC124-2250 Bizlink: 117H0-157059-R1 | Amphenol: HMC124-2250 Bizlink: 117H0-157059-R1 | Amphenol: HMC124-2250 Bizlink: 117H0-157059-R1
| Quantity | 1 | 1 | 1 | 1
07- 2P Management Crossover Cable | ODM PN | Amphenol: TEMP-S000238661 Bizlink: TEMP-S000239105 FIT: TEMP-S000238662 Luxshare: TEMP-S000239014 | Amphenol: TEMP-S000238661 Bizlink: TEMP-S000239105 FIT: TEMP-S000238662 Luxshare: TEMP-S000239014 | Amphenol: TEMP-S000238661 Bizlink: TEMP-S000239105 FIT: TEMP-S000238662 Luxshare: TEMP-S000239014 | Amphenol: TEMP-S000238661 Bizlink: TEMP-S000239105 FIT: TEMP-S000238662 Luxshare: TEMP-S000239014 | Bizlink MPN/ODM VPN Missing | Update Bizlink MPN/ODM PN
| FB PN | 07-100927 | 07-100927 | 07-100927 | 07-100927
| Vendor | Amphenol/Bizlink/FIT/Luxshare | Amphenol/Bizlink/FIT/Luxshare | Amphenol/Bizlink/FIT/Luxshare | Amphenol/Bizlink/FIT/Luxshare
| MPN | Amphenol: HGZ168-1457 Bizlink: 117H0-157058-R1 FIT: CAMK02L-ZZA05-DH Luxshare: L02GZ078-SD-H | Amphenol: HGZ168-1457 Bizlink: 117H0-157058-R1 FIT: CAMK02L-ZZA05-DH Luxshare: L02GZ078-SD-H | Amphenol: HGZ168-1457 Bizlink: 117H0-157058-R1 FIT: CAMK02L-ZZA05-DH Luxshare: L02GZ078-SD-H | Amphenol: HGZ168-1457 Bizlink: 117H0-157058-R1 FIT: CAMK02L-ZZA05-DH Luxshare: L02GZ078-SD-H |  | Update Bizlink MPN/ODM PN
| Quantity | 1 | 1 | 1 | 1
07- CBL, Leakage sensor cable-1 | ODM PN | Amphenol: TEMP-S000226002 Molex: TEMP-S000238663 JPC: TEMP-S000239283 | Amphenol: TEMP-S000226002 Molex: TEMP-S000238663 JPC: TEMP-S000239283 | Amphenol: TEMP-S000226002 Molex: TEMP-S000238663 JPC: TEMP-S000239283 | Amphenol: TEMP-S000226002 Molex: TEMP-S000238663 JPC: TEMP-S000239283 | JPC MPN/ODM VPN Missing | Update JPC MPN/ODM PN
| FB PN | 07-100623 | 07-100623 | 07-100623 | 07-100623
| Vendor | Amphenol/Molex/JPC | Amphenol/Molex/JPC | Amphenol/Molex/JPC | Amphenol/Molex/JPC
| MPN | Amphenol: HWHHW-BA93 Molex: 686031242 JPC: PCB012701404-4 | Amphenol: HWHHW-BA93 Molex: 686031242 JPC: PCB012701404-4 | Amphenol: HWHHW-BA93 Molex: 686031242 JPC: PCB012701404-4 | Amphenol: HWHHW-BA93 Molex: 686031242 JPC: PCB012701404-4 |  | Update JPC MPN/ODM PN
| Quantity | 1 | 1 | 1 | 1
07- CBL, Leakage sensor cable-1_PVT2 | ODM PN | Amphenol: TEMP-S000239426 Molex: TEMP-S000239639 JPC: TEMP-S000239640 | Amphenol: TEMP-S000239426 Molex: TEMP-S000239639 JPC: TEMP-S000239640 | Amphenol: TEMP-S000239426 Molex: TEMP-S000239639 JPC: TEMP-S000239640 | Amphenol: TEMP-S000239426 Molex: TEMP-S000239639 JPC: TEMP-S000239640 |  | New PVT2 version, difference length.
| FB PN | TBD | TBD | TBD | TBD
| Vendor | Amphenol/Molex/JPC | Amphenol/Molex/JPC | Amphenol/Molex/JPC | Amphenol/Molex/JPC
| MPN | Amphenol: HWHHW-BX39 Molex: 2301830001 JPC: PCB012701592-4 | Amphenol: HWHHW-BX39 Molex: 2301830001 JPC: PCB012701592-4 | Amphenol: HWHHW-BX39 Molex: 2301830001 JPC: PCB012701592-4 | Amphenol: HWHHW-BX39 Molex: 2301830001 JPC: PCB012701592-4 |  | New PVT2 version, difference length.
| Quantity | 1 | 1 | 1 | 1
07- CBL, Leakage sensor cable-2 | ODM PN | Amphenol: TEMP-S000226003 Molex: TEMP-S000238664 JPC: TEMP-S000239284 | Amphenol: TEMP-S000226003 Molex: TEMP-S000238664 JPC: TEMP-S000239284 | Amphenol: TEMP-S000226003 Molex: TEMP-S000238664 JPC: TEMP-S000239284 | Amphenol: TEMP-S000226003 Molex: TEMP-S000238664 JPC: TEMP-S000239284 | JPC MPN/ODM VPN Missing | Update JPC MPN/ODM PN
| FB PN | 07-100624 | 07-100624 | 07-100624 | 07-100624 | AML Update
| Vendor | Amphenol/Molex/JPC | Amphenol/Molex/JPC | Amphenol/Molex/JPC | Amphenol/Molex/JPC
| MPN | Amphenol: HWHHW-BA94 Molex: 686031243 JPC: PCB012701404-3 | Amphenol: HWHHW-BA94 Molex: 686031243 JPC: PCB012701404-3 | Amphenol: HWHHW-BA94 Molex: 686031243 JPC: PCB012701404-3 | Amphenol: HWHHW-BA94 Molex: 686031243 JPC: PCB012701404-3 |  | Update JPC MPN/ODM PN
| Quantity | 1 | 1 | 1 | 1
07- CBL, Leakage sensor cable-2_PVT2 | ODM PN | Amphenol: TEMP-S000239427 Molex: TEMP-S000239641 JPC: TEMP-S000239642 | Amphenol: TEMP-S000239427 Molex: TEMP-S000239641 JPC: TEMP-S000239642 | Amphenol: TEMP-S000239427 Molex: TEMP-S000239641 JPC: TEMP-S000239642 | Amphenol: TEMP-S000239427 Molex: TEMP-S000239641 JPC: TEMP-S000239642 |  | New PVT2 version, difference length.
| FB PN | TBD | TBD | TBD | TBD
| Vendor | Amphenol/Molex/JPC | Amphenol/Molex/JPC | Amphenol/Molex/JPC | Amphenol/Molex/JPC
| MPN | Amphenol: HWHHW-BX40 Molex: 2301830002 JPC: PCB012701592-3 | Amphenol: HWHHW-BX40 Molex: 2301830002 JPC: PCB012701592-3 | Amphenol: HWHHW-BX40 Molex: 2301830002 JPC: PCB012701592-3 | Amphenol: HWHHW-BX40 Molex: 2301830002 JPC: PCB012701592-3 |  | New PVT2 version, difference length.
| Quantity | 1 | 1 | 1 | 1
07- CBL, Leakage sensor cable-3 | ODM PN | Amphenol: TEMP-S000226004 Molex: TEMP-S000238665 JPC: TEMP-S000239285 | Amphenol: TEMP-S000226004 Molex: TEMP-S000238665 JPC: TEMP-S000239285 | Amphenol: TEMP-S000226004 Molex: TEMP-S000238665 JPC: TEMP-S000239285 | Amphenol: TEMP-S000226004 Molex: TEMP-S000238665 JPC: TEMP-S000239285 | JPC MPN/ODM VPN Missing | Update JPC MPN/ODM PN
| FB PN | 07-100625 | 07-100625 | 07-100625 | 07-100625
| Vendor | Amphenol/Molex/JPC | Amphenol/Molex/JPC | Amphenol/Molex/JPC | Amphenol/Molex/JPC
| MPN | Amphenol: HWHHW-BA95 Molex: 686031244 JPC: PCB012701404-2 | Amphenol: HWHHW-BA95 Molex: 686031244 JPC: PCB012701404-2 | Amphenol: HWHHW-BA95 Molex: 686031244 JPC: PCB012701404-2 | Amphenol: HWHHW-BA95 Molex: 686031244 JPC: PCB012701404-2 |  | Update JPC MPN/ODM PN
| Quantity | 1 | 1 | 1 | 1
07- CBL, Leakage sensor cable-3_PVT2 | ODM PN | Amphenol: TEMP-S000239428 Molex: TEMP-S000239643 JPC: TEMP-S000239644 | Amphenol: TEMP-S000239428 Molex: TEMP-S000239643 JPC: TEMP-S000239644 | Amphenol: TEMP-S000239428 Molex: TEMP-S000239643 JPC: TEMP-S000239644 | Amphenol: TEMP-S000239428 Molex: TEMP-S000239643 JPC: TEMP-S000239644 |  | New PVT2 version, difference length.
| FB PN | TBD | TBD | TBD | TBD
| Vendor | Amphenol/Molex/JPC | Amphenol/Molex/JPC | Amphenol/Molex/JPC | Amphenol/Molex/JPC
| MPN | Amphenol: HWHHW-BX41 Molex: 2301830003 JPC: PCB012701592-2 | Amphenol: HWHHW-BX41 Molex: 2301830003 JPC: PCB012701592-2 | Amphenol: HWHHW-BX41 Molex: 2301830003 JPC: PCB012701592-2 | Amphenol: HWHHW-BX41 Molex: 2301830003 JPC: PCB012701592-2 |  | New PVT2 version, difference length.
| Quantity | 1 | 1 | 1 | 1
07- CBL, Leakage sensor cable-4 | ODM PN | Amphenol: TEMP-S000226005 Molex: TEMP-S000238666 JPC: TEMP-S000239286 | Amphenol: TEMP-S000226005 Molex: TEMP-S000238666 JPC: TEMP-S000239286 | Amphenol: TEMP-S000226005 Molex: TEMP-S000238666 JPC: TEMP-S000239286 | Amphenol: TEMP-S000226005 Molex: TEMP-S000238666 JPC: TEMP-S000239286 | JPC MPN/ODM VPN Missing | Update JPC MPN/ODM PN
| FB PN | 07-100626 | 07-100626 | 07-100626 | 07-100626
| Vendor | Amphenol/Molex/JPC | Amphenol/Molex/JPC | Amphenol/Molex/JPC | Amphenol/Molex/JPC
| MPN | Amphenol: HWHHW-BA96 Molex: 686031245 JPC: PCB012701404-1 | Amphenol: HWHHW-BA96 Molex: 686031245 JPC: PCB012701404-1 | Amphenol: HWHHW-BA96 Molex: 686031245 JPC: PCB012701404-1 | Amphenol: HWHHW-BA96 Molex: 686031245 JPC: PCB012701404-1 |  | Update JPC MPN/ODM PN
| Quantity | 1 | 1 | 1 | 1
07- CBL, Leakage sensor cable-4_PVT2 | ODM PN | Amphenol: TEMP-S000239429 Molex: TEMP-S000239645 JPC: TEMP-S000239646 | Amphenol: TEMP-S000239429 Molex: TEMP-S000239645 JPC: TEMP-S000239646 | Amphenol: TEMP-S000239429 Molex: TEMP-S000239645 JPC: TEMP-S000239646 | Amphenol: TEMP-S000239429 Molex: TEMP-S000239645 JPC: TEMP-S000239646 |  | New PVT2 version, difference length.
| FB PN | TBD | TBD | TBD | TBD
| Vendor | Amphenol/Molex/JPC | Amphenol/Molex/JPC | Amphenol/Molex/JPC | Amphenol/Molex/JPC
| MPN | Amphenol: HWHHW-BX42 Molex: 2301830004 JPC: PCB012701592-1 | Amphenol: HWHHW-BX42 Molex: 2301830004 JPC: PCB012701592-1 | Amphenol: HWHHW-BX42 Molex: 2301830004 JPC: PCB012701592-1 | Amphenol: HWHHW-BX42 Molex: 2301830004 JPC: PCB012701592-1 |  | New PVT2 version, difference length.
| Quantity | 1 | 1 | 1 | 1
07- CBL,HMC_Interposer MCIO Cable1 | ODM PN | Amphenol: TEMP-S000236251 Luxshare: TEMP-S000238667 | Amphenol: TEMP-S000236251 Luxshare: TEMP-S000238667 | Amphenol: TEMP-S000236251 Luxshare: TEMP-S000238667 | Amphenol: TEMP-S000236251 Luxshare: TEMP-S000238667
| FB PN | 07-100932 | 07-100932 | 07-100932 | 07-100932
| Vendor | Amphenol/Luxshare | Amphenol/Luxshare | Amphenol/Luxshare | Amphenol/Luxshare
| MPN | Amphenol: HMC74-D258 Luxshare: L02MM250-SD-H | Amphenol: HMC74-D258 Luxshare: L02MM250-SD-H | Amphenol: HMC74-D258 Luxshare: L02MM250-SD-H | Amphenol: HMC74-D258 Luxshare: L02MM250-SD-H
| Quantity | 1 | 1 | 1 | 1
07- CBL,HMC_Interposer MCIO Cable2 | ODM PN | Amphenol: TEMP-S000236252 Luxshare: TEMP-S000238668 | Amphenol: TEMP-S000236252 Luxshare: TEMP-S000238668 | Amphenol: TEMP-S000236252 Luxshare: TEMP-S000238668 | Amphenol: TEMP-S000236252 Luxshare: TEMP-S000238668
| FB PN | 07-100933 | 07-100933 | 07-100933 | 07-100933
| Vendor | Amphenol/Luxshare | Amphenol/Luxshare | Amphenol/Luxshare | Amphenol/Luxshare
| MPN | Amphenol: HMC74-D259 Luxshare: L02MM251-SD-H | Amphenol: HMC74-D259 Luxshare: L02MM251-SD-H | Amphenol: HMC74-D259 Luxshare: L02MM251-SD-H | Amphenol: HMC74-D259 Luxshare: L02MM251-SD-H
| Quantity | 1 | 1 | 1 | 1
07- PDB Interposer PWR cable | ODM PN | Amphenol: TEMP-S000236253 Bellwether: TBD JPC: TBD | Amphenol: TEMP-S000236253 Bellwether: TBD JPC: TBD | Amphenol: TEMP-S000236253 Bellwether: TBD JPC: TBD | Amphenol: TEMP-S000236253 Bellwether: TBD JPC: TBD
| FB PN | 07-100934 | 07-100934 | 07-100934 | 07-100934
| Vendor | Amphenol/Bellwether/JPC | Amphenol/Bellwether/JPC | Amphenol/Bellwether/JPC | Amphenol/Bellwether/JPC
| MPN | Amphenol: HWHHW-BT62 Bellwether: TBD JPC: TBD | Amphenol: HWHHW-BT62 Bellwether: TBD JPC: TBD | Amphenol: HWHHW-BT62 Bellwether: TBD JPC: TBD | Amphenol: HWHHW-BT62 Bellwether: TBD JPC: TBD
| Quantity | 1 | 1 | 1 | 1
07- PDB Interposer sideband cable | ODM PN | Amphenol: TEMP-S000236254 Bellwether: TEMP-S000238669 JPC: TEMP-S000238670 | Amphenol: TEMP-S000236254 Bellwether: TEMP-S000238669 JPC: TEMP-S000238670 | Amphenol: TEMP-S000236254 Bellwether: TEMP-S000238669 JPC: TEMP-S000238670 | Amphenol: TEMP-S000236254 Bellwether: TEMP-S000238669 JPC: TEMP-S000238670
| FB PN | 07-100935 | 07-100935 | 07-100935 | 07-100935
| Vendor | Amphenol/Bellwether/JPC | Amphenol/Bellwether/JPC | Amphenol/Bellwether/JPC | Amphenol/Bellwether/JPC
| MPN | Amphenol: HWHHW-BT63 Bellwether: 76190-805W JPC: PCB012701575-1 | Amphenol: HWHHW-BT63 Bellwether: 76190-805W JPC: PCB012701575-1 | Amphenol: HWHHW-BT63 Bellwether: 76190-805W JPC: PCB012701575-1 | Amphenol: HWHHW-BT63 Bellwether: 76190-805W JPC: PCB012701575-1
| Quantity | 1 | 1 | 1 | 1
07- MB 12V+GND Busbar 1 | ODM PN | Interplex: TEMP-S000236255 Amphenol: TEMP-S000222436 | Interplex: TEMP-S000236255 Amphenol: TEMP-S000222436 | Interplex: TEMP-S000236255 Amphenol: TEMP-S000222436 | Interplex: TEMP-S000236255 Amphenol: TEMP-S000222436
| FB PN | 07-100936 | 07-100936 | 07-100936 | 07-100936
| Vendor | Interplex/Amphenol | Interplex/Amphenol | Interplex/Amphenol | Interplex/Amphenol
| MPN | Interplex: 102417-02-SD Amphenol: 730220001 | Interplex: 102417-02-SD Amphenol: 730220001 | Interplex: 102417-02-SD Amphenol: 730220001 | Interplex: 102417-02-SD Amphenol: 730220001
| Quantity | 1 | 1 | 1 | 1
07- MB 12V+GND Busbar 2 | ODM PN | Interplex: TEMP-S000236256 Amphenol: TEMP-S000222435 | Interplex: TEMP-S000236256 Amphenol: TEMP-S000222435 | Interplex: TEMP-S000236256 Amphenol: TEMP-S000222435 | Interplex: TEMP-S000236256 Amphenol: TEMP-S000222435
| FB PN | 07-100937 | 07-100937 | 07-100937 | 07-100937
| Vendor | Interplex/Amphenol | Interplex/Amphenol | Interplex/Amphenol | Interplex/Amphenol
| MPN | Interplex: 102417-01-SD Amphenol: 730210001 | Interplex: 102417-01-SD Amphenol: 730210001 | Interplex: 102417-01-SD Amphenol: 730210001 | Interplex: 102417-01-SD Amphenol: 730210001
| Quantity | 1 | 1 | 1 | 1
27- Compute Tray Chassis Assy | ODM PN | 1A72G0P00-600-G | 1A72G0P00-600-G | 1A72G0P00-600-G | 1A72G0P00-600-G
| FB PN | 27-100436 | 27-100436 | 27-100436 | 27-100436
| Quantity | 1 | 1 | 1 | 1
Coolant | ODM PN | TEMP-S000189576 | TEMP-S000189576 | TEMP-S000189576 | TEMP-S000189576
| FB PN | 05-100229 | 05-100229 | 05-100229 | 05-100229
| Quantity | 0 | 0 | 0 | 0
Remark | Update
TBD
Delete

## PVT- L11 Build Matrix-NSF
For Meta
For Ingrasys
Ingrasys | Configuration | Config A | Config B | Config C | Config D | Meta Comments | Ingrasys Note
| Description | Rack Manifold : Cooler Master PVT1- 5.5K PSU/Power Shelf : AEI PVT2- 5.5K PSU/Power Shelf : AEI 800G DAC : Amphenol AEC : Credo | Rack Manifold : AVC PVT1- 5.5K PSU/Power Shelf : Delta PVT2- 5.5K PSU/Power Shelf : Delta 800G DAC : TE AEC : Molex | Rack Manifold : Auras PVT1- 5.5K PSU/Power Shelf : AEI PVT2- 5.5K PSU/Power Shelf : AEI 800G DAC : Molex AEC : Ampheno | Rack Manifold : Cooler Master PVT1- 5.5K PSU/Power Shelf : Delta PVT2- 5.5K PSU/Power Shelf : Delta 800G DAC : Amphenol AEC : Credo
| Rack Qty | 1 | 1 | 1 | 1
Meta Clemente_L11 Rack ASSY, NSF | FBPN | TBD | TBD | TBD | TBD
| ODM PN | 1A72GA900-600-G | 1A72GA900-600-G | 1A72GA900-600-G | 1A72GA900-600-G
01- CI Compute Tray Assy | ODM PN | 1A72G4C00-600-G (Samsung) 1A72G4D00-600-G (Micron) 1A72G4A00-600-G (WD) | 1A72G4C00-600-G (Samsung) 1A72G4D00-600-G (Micron) 1A72G4A00-600-G (WD) | 1A72G4C00-600-G (Samsung) 1A72G4D00-600-G (Micron) 1A72G4A00-600-G (WD) | 1A72G4C00-600-G (Samsung) 1A72G4D00-600-G (Micron) 1A72G4A00-600-G (WD) |  | 4x 8TB E1.S 25mm data drives are not configured, is this normal?
| FB PN | 01-101313 (Samsung) | 01-101314 (Micron) | 01-101315 (WD) | 01-101313
| Quantity | 18 | 18 | 18 | 18
01- CI RMC Tray Assy (IGS) | ODM PN | FXN - IGS : 1A72GK400-600-G(FAB4) | FXN - IGS : 1A72GK400-600-G(FAB4) | FXN - IGS : 1A72GK400-600-G(FAB4) | FXN - IGS : 1A72GK400-600-G(FAB4) |  | Michael hopes that RMC will differentiate IGS and Quanta and each get an independent FBPN
| FB PN | 01-101181 | 01-101181 | 01-101181 | 01-101181 |  | need change?
| Vendor | Foxconn | Foxconn | Foxconn | Foxconn
| MPN | FXN - IGS : 1A72GK400-600-G(FAB4) | FXN - IGS : 1A72GK400-600-G(FAB4) | FXN - IGS : 1A72GK400-600-G(FAB4) | FXN - IGS : 1A72GK400-600-G(FAB4)
| Quantity | 1 | 1 | 1 | 1
01- CI RMC Tray Assy (Quanta) | ODM PN | Quanta : TEMP-S000235726(FAB4) | Quanta : TEMP-S000235726(FAB4) | Quanta : TEMP-S000235726(FAB4) | Quanta : TEMP-S000235726(FAB4) |  | Michael hopes that RMC will differentiate IGS and Quanta and each get an independent FBPN
| FB PN | 01-101181 | 01-101181 | 01-101181 | 01-101181 |  | need change?
| Vendor | Qunta | Qunta | Qunta | Qunta
| MPN | Quanta : 3RL05MA00A0(FAB4) | Quanta : 3RL05MA00A0(FAB4) | Quanta : 3RL05MA00A0(FAB4) | Quanta : 3RL05MA00A0(FAB4)
| Quantity | 1 | 1 | 1 | 1
20 - CI NVSO Tray Assy | ODM PN | TEMP-S000228117 | TEMP-S000228117 | TEMP-S000228117 | TEMP-S000228117 | Need to update ODM PN on FBPN | Do we need to create a new ODM PN?
| FB PN | 20-100201 | 20-100201 | 20-100201 | 20-100201
| Vendor | NVIDIA | NVIDIA | NVIDIA | NVIDIA
| MPN | 920-9K33R-00MV-GS0 | 920-9K33R-00MV-GS0 | 920-9K33R-00MV-GS0 | 920-9K33R-00MV-GS0
| Quantity | 9 | 9 | 9 | 9
55 - Rack & Power Sub-assy, PVT, NSF | ODM PN | 1A72GK500-600-GNS |  | 1A72GK500-600-GNS
| FB PN | 55-100207 | 55-100223 | 55-100207 | 55-100223 | Added Delta 55-
| Vendor | FOXCONN/EPD2 | FOXCONN/EPD2 | FOXCONN/EPD2 | FOXCONN/EPD2 | Need new ODM VPN
| MPN | 1A72GK500-600-GNS |  | 1A72GK500-600-GNS
| Quantity | 1 | 1 | 1 | 1
06- IT Rack Frame | ODM PN | TEMP-S000229614 | TEMP-S000229614 | TEMP-S000229614 | TEMP-S000229614
| FB PN | 06-100018 | 06-100018 | 06-100018 | 06-100018
| Vendor | Rittal | Rittal | Rittal | Rittal
| MPN | 7844664 | 7844664 | 7844664 | 7844664
| Quantity | 1 | 1 | 1 | 1
Canister | ODM PN | 1A72B7000-600-G2 | 1A72B7000-600-G2 | 1A72B7000-600-G2 | 1A72B7000-600-G2
| FB PN | 27-100238 | 27-100238 | 27-100238 | 27-100238
| Quantity | 1 | 1 | 1 | 1
Cable Cartridge (Left/Right) | ODM PN | TEMP-S000224304 | TEMP-S000224304 | TEMP-S000224304 | TEMP-S000224304
| FB PN | 07-100580 | 07-100580 | 07-100580 | 07-100580
| Vendor | NVIDIA | NVIDIA | NVIDIA | NVIDIA
| MPN | 965-24972-0020-000 | 965-24972-0020-000 | 965-24972-0020-000 | 965-24972-0020-000
| Quantity | 4 | 4 | 4 | 4
27- ORV3 power shelf rail | ODM PN | TEMP-S000222271 | TEMP-S000222271 | TEMP-S000222271 | TEMP-S000222271
| FB PN | 27-001501 | 27-001501 | 27-001501 | 27-001501
| Vendor | Rittal | Rittal | Rittal | Rittal
| MPN | 7844557 | 7844557 | 7844557 | 7844557
| Quantity | 8 | 8 | 8 | 8
27- ORV3 IT rail | ODM PN | TEMP-S000222274 | TEMP-S000222274 | TEMP-S000222274 | TEMP-S000222274
| FB PN | 27-001499 | 27-001499 | 27-001499 | 27-001499
| Vendor | Rittal | Rittal | Rittal | Rittal
| MPN | 7844556 | 7844556 | 7844556 | 7844556
| Quantity | 3 | 3 | 3 | 3
27- MiniPack3 Railkit | ODM PN | TEMP-S000227145 | TEMP-S000227145 | TEMP-S000227145 | TEMP-S000227145
| FB PN | 27-001629 | 27-001629 | 27-001629 | 27-001629
| Vendor | KingSlide | KingSlide | KingSlide | KingSlide
| MPN | U602-625-IM | U602-625-IM | U602-625-IM | U602-625-IM
| Quantity | 1 | 1 | 1 | 1
27- L10 system rail kit | ODM PN | KS1: TEMP-S000222734 KS2: TEMP-S000222735 KS3: TEMP-S000222736 | KS1: TEMP-S000222734 KS2: TEMP-S000222735 KS3: TEMP-S000222736 | KS1: TEMP-S000222734 KS2: TEMP-S000222735 KS3: TEMP-S000222736 | KS1: TEMP-S000222734 KS2: TEMP-S000222735 KS3: TEMP-S000222736 | Trigger Part
| FB PN | 27-100239 | 27-100239 | 27-100239 | 27-100239
| Vendor | Kingslide | Kingslide | Kingslide | Kingslide
| MPN | Kingslide1: A5682627DPZZBNQ Kingslide2: A5682627DPZZANQ Kingslide3: A5682627CPZZ1NP | Kingslide1: A5682627DPZZBNQ Kingslide2: A5682627DPZZANQ Kingslide3: A5682627CPZZ1NP | Kingslide1: A5682627DPZZBNQ Kingslide2: A5682627DPZZANQ Kingslide3: A5682627CPZZ1NP | Kingslide1: A5682627DPZZBNQ Kingslide2: A5682627DPZZANQ Kingslide3: A5682627CPZZ1NP
| Quantity | 27 | 27 | 27 | 27
DVT cold rack manifold | ODM PN | TEMP-S000227453(CPC) TEMP-S000230373(Danfoss) TEMP-S000230374(Parker) | TEMP-S000232114(CPC) TEMP-S000232115(Danfoss) TEMP-S000232116(Parker) | TEMP-S000230502(CPC) TEMP-S000230503(Danfoss) TEMP-S000231831(Parker) | TEMP-S000227453(CPC) TEMP-S000230373(Danfoss) TEMP-S000230374(Parker) | Trigger Part | Update CPC, Danfoss, Parker describe.
| FB PN | 27-100381 | 27-100381 | 27-100381 | 27-100381
| Vendor | Cooler Master | AVC | Auras | Cooler Master
| MPN | Cooler Master : LC-05124-01-GP2S1(CPC) Cooler Master : LC-05250-01-GP2S1(Danfoss) Cooler Master : LC-05251-01-GP2S1(Parker) | AVC : SFA4890001(CPC) AVC : SFA4360001(Danfoss) AVC : SFA4920001(Parker) | Auras : 0S53B00059(CPC) Auras : 0S53B00072(Danfoss) Auras : 0S53B00084(Parker) | Cooler Master : LC-05124-01-GP2S1(CPC) Cooler Master : LC-05250-01-GP2S1(Danfoss) Cooler Master : LC-05251-01-GP2S1(Parker) |  | Update CPC, Danfoss, Parker describe.
| Quantity | 1 | 1 | 1 | 1
DVT hot rack manifold | ODM PN | TEMP-S000227454(CPC) TEMP-S000230375(Danfoss) TEMP-S000230376(Parker) | TEMP-S000232117(CPC) TEMP-S000232118(Danfoss) TEMP-S000232119(Parker) | TEMP-S000230504(CPC) TEMP-S000230505(Danfoss) TEMP-S000231832(Parker) | TEMP-S000227454(CPC) TEMP-S000230375(Danfoss) TEMP-S000230376(Parker) | Trigger Part | Update CPC, Danfoss, Parker describe.
| FB PN | 27-100380 | 27-100380 | 27-100380 | 27-100380
| Vendor | Cooler Master | AVC | Auras | Cooler Master
| MPN | Cooler Master : LC-05125-01-GP2S1(CPC) Cooler Master : LC-05252-01-GP2S1(Danfoss) Cooler Master : LC-05253-01-GP2S1(Parker) | AVC : SFA4880001(CPC) AVC : SFA4370001(Danfoss) AVC : SFA4930001(Parker) | Auras : 0S53B00060(CPC) Auras : 0S53B00073(Danfoss) Auras : 0S53B00085(Parker) | Cooler Master : LC-05125-01-GP2S1(CPC) Cooler Master : LC-05252-01-GP2S1(Danfoss) Cooler Master : LC-05253-01-GP2S1(Parker) |  | Update CPC, Danfoss, Parker describe.
| Quantity | 1 | 1 | 1 | 1
DVT hose kit cold 4ft | ODM PN | TEMP-S000230377 | TEMP-S000233230 | TEMP-S000231833 | TEMP-S000230377 | Trigger Part | Add this item from DVT Build Matrix
| FB PN | 27-100422 | 27-100422 | 27-100422 | 27-100422
| Vendor | Cooler Master | AVC | Auras | Cooler Master
| MPN | Cooler Master : LC-05191-01-GP2S2 | AVC : SFA5480001 | Auras : 0S53B00086 | Cooler Master : LC-05191-01-GP2S2
| Quantity | 1 | 1 | 1 | 1
DVT hose kit cold 6ft | ODM PN | TEMP-S000230378 | TEMP-S000233232 | TEMP-S000231834 | TEMP-S000230378 | Trigger Part | Add this item from DVT Build Matrix
| FB PN | 27-100421 | 27-100421 | 27-100421 | 27-100421
| Vendor | Cooler Master | AVC | Auras | Cooler Master
| MPN | Cooler Master : LC-05193-01-GP2S2 | AVC : SFA5490001 | Auras : 0S53B00087 | Cooler Master : LC-05193-01-GP2S2
| Quantity | 2 | 2 | 2 | 2
DVT hose kit hot 4ft | ODM PN | TEMP-S000230380 | TEMP-S000233233 | TEMP-S000231835 | TEMP-S000230380 | Trigger Part | Add this item from DVT Build Matrix
| FB PN | 27-100424 | 27-100424 | 27-100424 | 27-100424
| Vendor | Cooler Master | AVC | Auras | Cooler Master
| MPN | Cooler Master : LC-05192-01-GP2S2 | AVC : SFA5460001 | Auras : 0S53B00088 | Cooler Master : LC-05192-01-GP2S2
| Quantity | 1 | 1 | 1 | 1
DVT hose kit hot 6ft | ODM PN | TEMP-S000230381 | TEMP-S000233234 | TEMP-S000231836 | TEMP-S000230381 | Trigger Part | Add this item from DVT Build Matrix
| FB PN | 27-100423 | 27-100423 | 27-100423 | 27-100423
| Vendor | Cooler Master | AVC | Auras | Cooler Master
| MPN | Cooler Master : LC-05194-01-GP2S2 | AVC : SFA5470001 | Auras : 0S53B00089 | Cooler Master : LC-05194-01-GP2S2
| Quantity | 2 | 2 | 2 | 2
14- Power Shelf | ODM PN | TEMP-S000225752 | TEMP-S000222275 | TEMP-S000225752 | TEMP-S000222275
| FB PN | 14-100015 14-100009 | 14-100009 | 14-100015 14-100009 | 14-100009
| Vendor | AEI | Delta | AEI | Delta
| MPN | AEI : 700-037148-1000 | Delta : ECD68000020 | AEI : 700-037148-1000 | Delta : ECD68000020
| Quantity | 4 | 4 | 4 | 4
03- PSU (5.5 KW) | ODM PN | TEMP-S000225753 | TEMP-S000222284 | TEMP-S000225753 | TEMP-S000222284
| FB PN | 03-100049 03-100038 | 03-100038 | 03-100049 03-100038 | 03-100038
| Vendor | AEI | Delta | AEI | Delta
| MPN | AEI :700-037147-0000 | Delta : ECD17010021 REV.02/P2 | AEI :700-037147-0000 | Delta : ECD17010021 REV.02/P2 | The current Delta PN doesn't have 'REV.02/P2'. Is that fine? Yes thats fine, thats just the revision for the same part but we dont add that to our MPNs
| Quantity | 24 | 24 | 24 | 24
07- ORV3 AC Whip, 1600MM | ODM PN | TEMP-S000232312 | TEMP-S000232312 | TEMP-S000232312 | TEMP-S000232312
| FB PN | 07-100775 | 07-100775 | 07-100775 | 07-100775
| Vendor | Amphenol | Amphenol | Amphenol | Amphenol
| MPN | 10178161-C7A301 | 10178161-C7A301 | 10178161-C7A301 | 10178161-C7A301
| Quantity | 4 | 4 | 4 | 4
07- ORV3 AC Whip, 3800MM | ODM PN | TEMP-S000227146 | TEMP-S000227146 | TEMP-S000227146 | TEMP-S000227146
| FB PN | 07-100609 | 07-100609 | 07-100609 | 07-100609
| Vendor | Amphenol | Amphenol | Amphenol | Amphenol
| MPN | 10178161-C7A303 | 10178161-C7A303 | 10178161-C7A303 | 10178161-C7A303
| Quantity | 4 | 4 | 4 | 4
27- VCM 44U | ODM PN | 1A72CCY00-600-G | 1A72CCY00-600-G | 1A72CCY00-600-G | 1A72CCY00-600-G
| FB PN | 27-100415 | 27-100415 | 27-100415 | 27-100415 | **Added Rows**
Vendor
MPN
| Quantity | 1 | 1 | 1 | 1
27- VCM 44U-B | ODM PN | 1A72CD400-600-G | 1A72CD400-600-G | 1A72CD400-600-G | 1A72CD400-600-G
| FB PN | 27-100416 | 27-100416 | 27-100416 | 27-100416 | **Added Rows**
Vendor
MPN
| Quantity | 1 | 1 | 1 | 1
27- VCM 28U | ODM PN | 1A72EFA00-600-G | 1A72EFA00-600-G | 1A72EFA00-600-G | 1A72EFA00-600-G |  | We have 28U VCM, so we need 44U VCM too?
| FB PN | TBD | TBD | TBD | TBD
| Vendor | FOXCONN/EPDV | FOXCONN/EPDV | FOXCONN/EPDV | FOXCONN/EPDV
| MPN | 1A72EFA00-600-G | 1A72EFA00-600-G | 1A72EFA00-600-G | 1A72EFA00-600-G
| Quantity | 1 | 1 | 1 | 1
54 - Network Sub-assy , Clemente, PVT, NSF | ODM PN | 1A72GK600-600-G | 1A72GK600-600-G | 1A72GK600-600-G | 1A72GK600-600-G
| FB PN | 54-100107 | 54-100107 | 54-100107 | 54-100107
| Vendor | FOXCONN/EPD2 | FOXCONN/EPD2 | FOXCONN/EPD2 | FOXCONN/EPD2
| MPN | 1A72GK600-600-G | 1A72GK600-600-G | 1A72GK600-600-G | 1A72GK600-600-G
| Quantity | 1 | 1 | 1 | 1
20 - Minipack3 ORV3 DC bundle (include PSU + power cord) | ODM PN | TEMP-S000234481 | TEMP-S000234481 | TEMP-S000234481 | TEMP-S000234481
| FB PN | 30-100062 | 30-100062 | 30-100062 | 30-100062
| Vendor | Celestica | Celestica | Celestica | Celestica
| MPN | R3214-F9013-A3 | R3214-F9013-A3 | R3214-F9013-A3 | R3214-F9013-A3
| Quantity | 1 | 1 | 1 | 1
27- MiniPack3 Outer shelf | ODM PN | TEMP-S000227194 | TEMP-S000227194 | TEMP-S000227194 | TEMP-S000227194
| FB PN | 27-100124 | 27-100124 | 27-100124 | 27-100124
| Vendor | IMG | IMG | IMG | IMG
| MPN | R4002-F0101-03 | R4002-F0101-03 | R4002-F0101-03 | R4002-F0101-03
| Quantity | 1 | 1 | 1 | 1
20- Management Switch 7010, come with tray | ODM PN | TEMP-S000222287 | TEMP-S000222287 | TEMP-S000222287 | TEMP-S000222287
| FB PN | 20-100100 | 20-100100 | 20-100100 | 20-100100
| Vendor | Arista | Arista | Arista | Arista
| MPN | FB-7010TX-48C-DC-RV3-F | FB-7010TX-48C-DC-RV3-F | FB-7010TX-48C-DC-RV3-F | FB-7010TX-48C-DC-RV3-F
| Quantity | 1 | 1 | 1 | 1
07- 800G AEC/DAC ( Compute/GPU tray to MP3 RTSW) - 1m | ODM PN | TEMP-S000235725 | TEMP-S000235670 | TEMP-S000235841 | TEMP-S000235725 | IPN is mapped to previous Amphenol MPN. Is this correct? | We will check it
| FB PN | 07-100822 | 07-100822 | 07-100822 | 07-100822
| Vendor | Credo | Molex | Amphenol | Credo
| MPN | Credo : CAC81X321A1B-C1-MT | Molex : 2253611217 | Amphenol : NNDGJA-F301 | Credo : CAC81X321A1B-C1-MT
| Quantity | 56 | 56 | 56 | 56 | Updated
07- 800G AEC/DAC ( Compute/GPU tray to MP3 RTSW) - 1.2m | ODM PN | TEMP-S000235724 | TEMP-S000235669 | TEMP-S000235842 | TEMP-S000235724
| FB PN | 07-100821 | 07-100821 | 07-100821 | 07-100821
| Vendor | Credo | Molex | Amphenol | Credo
| MPN | Credo : CAC812321A1B-C1-MT | Molex : 2253611218 | Amphenol : NNDGJA-F314 | Credo : CAC812321A1B-C1-MT
| Quantity | 16 | 16 | 16 | 16 | Updated
07- 800G OSFP to 2x400G OSFP DAC, 1.5 m | ODM PN | TEMP-S000235723 | TEMP-S000235838 | TEMP-S000230888 | TEMP-S000235723
| FB PN | 07-100711 | 07-100711 | 07-100711 | 07-100711
| Vendor | Amphenol | TE | Molex | Amphenol
| MPN | Amphenol : NND1DE-F307 | TE : 1-2494894-1 | Molex : 2111776115 | Amphenol : NND1DE-F307
| Quantity | 6 | 6 | 6 | 6 | Updated
07- 800G OSFP to 2x400G OSFP DAC, 1.7 m | ODM PN | TEMP-S000236285 | TEMP-S000230889 | TEMP-S000235722 | TEMP-S000236285
| FB PN | 07-100957 | 07-100957 | 07-100957 | 07-100957
| Vendor | Amphenol | TE | Molex | Amphenol
| MPN | Amphenol : NND1DE-F336 | TE : 2494894-9 | Molex : 2111776117 | Amphenol : NND1DE-F336
| Quantity | 4 | 4 | 4 | 4 | Updated
07- 800G OSFP to 2x400G OSFP DAC, 2.2 m | ODM PN | TEMP-S000236286 | TEMP-S000235840 | TEMP-S000235839 | TEMP-S000236286
| FB PN | 07-100958 | 07-100958 | 07-100958 | 07-100958
| Vendor | Amphenol | TE | Molex | Amphenol
| MPN | Amphenol : NND1DM-F330 | TE : 2498990-5 | Molex : 2111776322 | Amphenol : NND1DM-F330
| Quantity | 8 | 8 | 8 | 8 | Updated
07- 10G DAC -2500mm (SFP+ to SFP+) | ODM PN | LXP : TEMP-S000222299 Bellwether : TEMP-S000230893 | LXP : TEMP-S000222299 Bellwether : TEMP-S000230893 | LXP : TEMP-S000222299 Bellwether : TEMP-S000230893 | LXP : TEMP-S000222299 Bellwether : TEMP-S000230893 |  | add LPX、Bellwether depiction
| FB PN | 07-100679 | 07-100679 | 07-100679 | 07-100679
| Vendor | LXP/ Bellwether | LXP/ Bellwether | LXP/ Bellwether | LXP/ Bellwether
| MPN | LXP : L02SF085-SD-H Bellwether : 76697-904W | LXP : L02SF085-SD-H Bellwether : 76697-904W | LXP : L02SF085-SD-H Bellwether : 76697-904W | LXP : L02SF085-SD-H Bellwether : 76697-904W
| Quantity | 1 | 1 | 1 | 1
07- 10G DAC -2500mm (SFP+ to QSFP28) | ODM PN | LXP : TEMP-S000227577 Bellwether : TEMP-S000230894 | LXP : TEMP-S000227577 Bellwether : TEMP-S000230894 | LXP : TEMP-S000227577 Bellwether : TEMP-S000230894 | LXP : TEMP-S000227577 Bellwether : TEMP-S000230894 |  | add LPX、Bellwether depiction
| FB PN | 07-100676 | 07-100676 | 07-100676 | 07-100676
| Vendor | LXP/ Bellwether | LXP/ Bellwether | LXP/ Bellwether | LXP/ Bellwether
| MPN | LXP : L02QF025-SD-H Bellwether : 76697-903W | LXP : L02QF025-SD-H Bellwether : 76697-903W | LXP : L02QF025-SD-H Bellwether : 76697-903W | LXP : L02QF025-SD-H Bellwether : 76697-903W
| Quantity | 2 --> 1 | 2 --> 1 | 2 --> 1 | 2 --> 1 |  | This Quantity need modify?
07- 10G DAC - RESW to RASW - 2500mm | ODM PN | TBD | TBD | TBD | TBD
| FB PN | 07-100970 | 07-100970 | 07-100970 | 07-100970
| Vendor | TBD | TBD | TBD | TBD
| MPN | TBD | TBD | TBD | TBD
| Quantity | 1 | 1 | 1 | 1
07- RJ45 Cable, shield, Yellow - 300mm | ODM PN | GLE : TEMP-S000235673 Bellwether : TEMP-S000235721 | GLE : TEMP-S000235673 Bellwether : TEMP-S000235721 | GLE : TEMP-S000235673 Bellwether : TEMP-S000235721 | GLE : TEMP-S000235673 Bellwether : TEMP-S000235721 |  | add LPX、Bellwether depiction
| FB PN | 07-100959 | 07-100959 | 07-100959 | 07-100959
| Vendor | GLE/ Bellwether | GLE/ Bellwether | GLE/ Bellwether | GLE/ Bellwether
| MPN | GLE : WJE250706B Bellwether : 76183-460R | GLE : WJE250706B Bellwether : 76183-460R | GLE : WJE250706B Bellwether : 76183-460R | GLE : WJE250706B Bellwether : 76183-460R
| Quantity | 4 | 4 | 4 | 4
07- RJ45 Cable, shield, Yellow - 1000mm | ODM PN | GLE : TEMP-S000222302 Bellwether : TEMP-S000235719 | GLE : TEMP-S000222302 Bellwether : TEMP-S000235719 | GLE : TEMP-S000222302 Bellwether : TEMP-S000235719 | GLE : TEMP-S000222302 Bellwether : TEMP-S000235719 |  | add GLE、Bellwether depiction
| FB PN | 07-100353 | 07-100353 | 07-100353 | 07-100353
| Vendor | GLE/ Bellwether | GLE/ Bellwether | GLE/ Bellwether | GLE/ Bellwether
| MPN | GLE : WJE240762B Bellwether : 76183-461R | GLE : WJE240762B Bellwether : 76183-461R | GLE : WJE240762B Bellwether : 76183-461R | GLE : WJE240762B Bellwether : 76183-461R
| Quantity | 10 --> 5 | 10 --> 5 | 10 --> 5 | 10 --> 5 |  | This Quantity need modify?
07- RJ45 Cable, shield, Yellow - 1200mm | ODM PN | GLE : TEMP-S000222304 Bellwether : TEMP-S000235718 | GLE : TEMP-S000222304 Bellwether : TEMP-S000235718 | GLE : TEMP-S000222304 Bellwether : TEMP-S000235718 | GLE : TEMP-S000222304 Bellwether : TEMP-S000235718 |  | add GLE、Bellwether depiction
| FB PN | 07-100355 | 07-100355 | 07-100355 | 07-100355
| Vendor | GLE/ Bellwether | GLE/ Bellwether | GLE/ Bellwether | GLE/ Bellwether
| MPN | GLE : WJE240791B Bellwether : 76183-462R | GLE : WJE240791B Bellwether : 76183-462R | GLE : WJE240791B Bellwether : 76183-462R | GLE : WJE240791B Bellwether : 76183-462R
| Quantity | 8 --> 4 | 8 --> 4 | 8 --> 4 | 8 --> 4 |  | This Quantity need modify?
07- RJ45 Cable, shield, Yellow - 1550mm | ODM PN | GLE : TEMP-S000235674 Bellwether : TEMP-S000235720 | GLE : TEMP-S000235674 Bellwether : TEMP-S000235720 | GLE : TEMP-S000235674 Bellwether : TEMP-S000235720 | GLE : TEMP-S000235674 Bellwether : TEMP-S000235720 |  | add GLE、Bellwether depiction
| FB PN | 07-100960 | 07-100960 | 07-100960 | 07-100960
| Vendor | GLE/ Bellwether | GLE/ Bellwether | GLE/ Bellwether | GLE/ Bellwether
| MPN | GLE : WJE250716B Bellwether : 76183-463R | GLE : WJE250716B Bellwether : 76183-463R | GLE : WJE250716B Bellwether : 76183-463R | GLE : WJE250716B Bellwether : 76183-463R
| Quantity | 10 | 10 | 10 | 10
07- RJ45 Cable, shield, Yellow - 1800mm | ODM PN | GLE : TEMP-S000222323 Bellwether : TEMP-S000235715 | GLE : TEMP-S000222323 Bellwether : TEMP-S000235715 | GLE : TEMP-S000222323 Bellwether : TEMP-S000235715 | GLE : TEMP-S000222323 Bellwether : TEMP-S000235715 |  | add GLE、Bellwether depiction
| FB PN | 07-100390 | 07-100390 | 07-100390 | 07-100390
| Vendor | GLE/ Bellwether | GLE/ Bellwether | GLE/ Bellwether | GLE/ Bellwether
| MPN | GLE : WJE240797B Bellwether : 76183-464R | GLE : WJE240797B Bellwether : 76183-464R | GLE : WJE240797B Bellwether : 76183-464R | GLE : WJE240797B Bellwether : 76183-464R
| Quantity | 9 | 9 | 9 | 9
07- RJ45 Cable, shield, Yellow - 2000mm | ODM PN | GLE : TEMP-S000222325 Bellwether : TEMP-S000235714 | GLE : TEMP-S000222325 Bellwether : TEMP-S000235714 | GLE : TEMP-S000222325 Bellwether : TEMP-S000235714 | GLE : TEMP-S000222325 Bellwether : TEMP-S000235714 | IPN for Bellwether is currently mapped to old Bellwether MPN. Is this correct? | We will check it
| FB PN | 07-100392 | 07-100392 | 07-100392 | 07-100392
| Vendor | GLE/ Bellwether | GLE/ Bellwether | GLE/ Bellwether | GLE/ Bellwether
| MPN | GLE : WJE240799B Bellwether : 76183-457R Bellwether : 76183-465R | GLE : WJE240799B Bellwether : 76183-457R Bellwether : 76183-465R | GLE : WJE240799B Bellwether : 76183-457R Bellwether : 76183-465R | GLE : WJE240799B Bellwether : 76183-457R Bellwether : 76183-465R
| Quantity | 10 | 10 | 10 | 10
07- RJ45 Cable, shield, Yellow -6500mm | ODM PN | GLE : TEMP-S000236604 Bellwether : TEMP-S000236597 | GLE : TEMP-S000236604 Bellwether : TEMP-S000236597 | GLE : TEMP-S000236604 Bellwether : TEMP-S000236597 | GLE : TEMP-S000236604 Bellwether : TEMP-S000236597 | Changed from 6500MM to 5000MM
| FB PN | 07-100961 | 07-100961 | 07-100961 | 07-100961
| Vendor | GLE/ Bellwether | GLE/ Bellwether | GLE/ Bellwether | GLE/ Bellwether
| MPN | GLE : WJE240850B Bellwether : 76183-469R | GLE : WJE240850B Bellwether : 76183-469R | GLE : WJE240850B Bellwether : 76183-469R | GLE : WJE240850B Bellwether : 76183-469R
| Quantity | 6 | 6 | 6 | 6
07- RJ45 Cable, shield, GREEN, 600mm | ODM PN | GLE : TEMP-S000235705 Bellwether : TEMP-S000235706 | GLE : TEMP-S000235705 Bellwether : TEMP-S000235706 | GLE : TEMP-S000235705 Bellwether : TEMP-S000235706 | GLE : TEMP-S000235705 Bellwether : TEMP-S000235706
| FB PN | 07-100962 | 07-100962 | 07-100962 | 07-100962
| Vendor | GLE/ Bellwether | GLE/ Bellwether | GLE/ Bellwether | GLE/ Bellwether
| MPN | GLE : WJE250718B Bellwether : 76183-470R | GLE : WJE250718B Bellwether : 76183-470R | GLE : WJE250718B Bellwether : 76183-470R | GLE : WJE250718B Bellwether : 76183-470R
| Quantity | 2 | 2 | 2 | 2
07- RJ45 Cable, no shield - NVSW_CP to Management Switch - 1000mm | ODM PN | TBD | TBD | TBD | TBD
| FB PN | 07-100971 | 07-100971 | 07-100971 | 07-100971
| Vendor | TBD | TBD | TBD | TBD
| MPN | TBD | TBD | TBD | TBD
| Quantity | 5 | 5 | 5 | 5
07- RJ45 Cable, no shield - NVSW_CP to Management Switch - 1200mm | ODM PN | TBD | TBD | TBD | TBD
| FB PN | 07-100972 | 07-100972 | 07-100972 | 07-100972
| Vendor | TBD | TBD | TBD | TBD
| MPN | TBD | TBD | TBD | TBD
| Quantity | 4 | 4 | 4 | 4
07- RJ45 Cable, shield, GREEN, 1300mm | ODM PN | GLE : TEMP-S000235707 Bellwether : TEMP-S000235708 | GLE : TEMP-S000235707 Bellwether : TEMP-S000235708 | GLE : TEMP-S000235707 Bellwether : TEMP-S000235708 | GLE : TEMP-S000235707 Bellwether : TEMP-S000235708
| FB PN | 07-100963 | 07-100963 | 07-100963 | 07-100963
| Vendor | GLE/ Bellwether | GLE/ Bellwether | GLE/ Bellwether | GLE/ Bellwether
| MPN | GLE : WJE250719B Bellwether : 76183-471R | GLE : WJE250719B Bellwether : 76183-471R | GLE : WJE250719B Bellwether : 76183-471R | GLE : WJE250719B Bellwether : 76183-471R
| Quantity | 2 | 2 | 2 | 2
07- RJ45 Cable, shield, GREEN, 1800mm | ODM PN | GLE : TEMP-S000235717 Bellwether : TEMP-S000236708 | GLE : TEMP-S000235717 Bellwether : TEMP-S000236708 | GLE : TEMP-S000235717 Bellwether : TEMP-S000236708 | GLE : TEMP-S000235717 Bellwether : TEMP-S000236708
| FB PN | 07-100964 | 07-100964 | 07-100964 | 07-100964
| Vendor | GLE/ Bellwether | GLE/ Bellwether | GLE/ Bellwether | GLE/ Bellwether
| MPN | GLE : WJE250720B Bellwether : 76183-464R | GLE : WJE250720B Bellwether : 76183-464R | GLE : WJE250720B Bellwether : 76183-464R | GLE : WJE250720B Bellwether : 76183-464R
| Quantity | 6 | 6 | 6 | 6
07- RJ45 Cable, shield, GREEN, 2000mm | ODM PN | GLE : TEMP-S000235713 Bellwether : TEMP-S000236677 | GLE : TEMP-S000235713 Bellwether : TEMP-S000236677 | GLE : TEMP-S000235713 Bellwether : TEMP-S000236677 | GLE : TEMP-S000235713 Bellwether : TEMP-S000236677
| FB PN | 07-100965 | 07-100965 | 07-100965 | 07-100965
| Vendor | GLE/ Bellwether | GLE/ Bellwether | GLE/ Bellwether | GLE/ Bellwether
| MPN | GLE : WJE250704B Bellwether : 76183-475R | GLE : WJE250704B Bellwether : 76183-475R | GLE : WJE250704B Bellwether : 76183-475R | GLE : WJE250704B Bellwether : 76183-475R
| Quantity | 6 | 6 | 6 | 6
07- RJ45 Cable, shield, GREEN, 2100mm | ODM PN | GLE : TEMP-S000235711 Bellwether : TEMP-S000235712 | GLE : TEMP-S000235711 Bellwether : TEMP-S000235712 | GLE : TEMP-S000235711 Bellwether : TEMP-S000235712 | GLE : TEMP-S000235711 Bellwether : TEMP-S000235712
| FB PN | 07-100966 | 07-100966 | 07-100966 | 07-100966
| Vendor | GLE/ Bellwether | GLE/ Bellwether | GLE/ Bellwether | GLE/ Bellwether
| MPN | GLE : WJE250721B Bellwether : 76183-476R | GLE : WJE250721B Bellwether : 76183-476R | GLE : WJE250721B Bellwether : 76183-476R | GLE : WJE250721B Bellwether : 76183-476R
| Quantity | 6 | 6 | 6 | 6
07- RJ45 Cable, shield, GREEN, 2800mm | ODM PN | GLE : TEMP-S000235710 Bellwether : TEMP-S000235709 | GLE : TEMP-S000235710 Bellwether : TEMP-S000235709 | GLE : TEMP-S000235710 Bellwether : TEMP-S000235709 | GLE : TEMP-S000235710 Bellwether : TEMP-S000235709
| FB PN | 07-100967 | 07-100967 | 07-100967 | 07-100967
| Vendor | GLE/ Bellwether | GLE/ Bellwether | GLE/ Bellwether | GLE/ Bellwether
| MPN | GLE : WJE250722B Bellwether : 76183-477R | GLE : WJE250722B Bellwether : 76183-477R | GLE : WJE250722B Bellwether : 76183-477R | GLE : WJE250722B Bellwether : 76183-477R
| Quantity | 2 | 2 | 2 | 2
07- Leakage sensor RJ45 cable - 5600mm | ODM PN | TEMP-S000222267 TEMP-S000230369 TEMP-S000231548 TEMP-S000232704 | TEMP-S000222267 TEMP-S000230369 TEMP-S000231548 TEMP-S000232704 | TEMP-S000222267 TEMP-S000230369 TEMP-S000231548 TEMP-S000232704 | TEMP-S000222267 TEMP-S000230369 TEMP-S000231548 TEMP-S000232704 | Not required per PQE
| FB PN | 07-100524 | 07-100524 | 07-100524 | 07-100524
| Vendor | Amphenol/ JPC/ Molex | Amphenol/ JPC/ Molex | Amphenol/ JPC/ Molex | Amphenol/ JPC/ Molex
| MPN | Amphenpl : HWHHW-AA08 Amphenpl : HWHHW-BF76 JPC : PCB012701444-1 Molex : 686031212 | Amphenpl : HWHHW-AA08 Amphenpl : HWHHW-BF76 JPC : PCB012701444-1 Molex : 686031212 | Amphenpl : HWHHW-AA08 Amphenpl : HWHHW-BF76 JPC : PCB012701444-1 Molex : 686031212 | Amphenpl : HWHHW-AA08 Amphenpl : HWHHW-BF76 JPC : PCB012701444-1 Molex : 686031212
| Quantity | 1 | 1 | 1 | 1
07- Hot RMF leakage sensor cable - 5500mm | ODM PN | TEMP-S000230781 TEMP-S000231549 TEMP-S000232705 | TEMP-S000230781 TEMP-S000231549 TEMP-S000232705 | TEMP-S000230781 TEMP-S000231549 TEMP-S000232705 | TEMP-S000230781 TEMP-S000231549 TEMP-S000232705
| FB PN | 07-100968 | 07-100968 | 07-100968 | 07-100968
| Vendor | Amphenol/ JPC/ Molex | Amphenol/ JPC/ Molex | Amphenol/ JPC/ Molex | Amphenol/ JPC/ Molex
| MPN | Amphenpl : HWHHW-AW42 JPC : PCB012701444-3 Molex : 686031211 | Amphenpl : HWHHW-AW42 JPC : PCB012701444-3 Molex : 686031211 | Amphenpl : HWHHW-AW42 JPC : PCB012701444-3 Molex : 686031211 | Amphenpl : HWHHW-AW42 JPC : PCB012701444-3 Molex : 686031211
| Quantity | 2 --> 3 | 2 --> 3 | 2 --> 3 | 2 --> 3 |  | Update this item from DVT Build Matrix & BOM
07- Cold RMF leakage sensor cable - 6500mm | ODM PN | TEMP-S000230782 TEMP-S000231550 TEMP-S000232706 | TEMP-S000230782 TEMP-S000231550 TEMP-S000232706 | TEMP-S000230782 TEMP-S000231550 TEMP-S000232706 | TEMP-S000230782 TEMP-S000231550 TEMP-S000232706
| FB PN | 07-100969 | 07-100969 | 07-100969 | 07-100969
| Vendor | Amphenol/ JPC/ Molex | Amphenol/ JPC/ Molex | Amphenol/ JPC/ Molex | Amphenol/ JPC/ Molex
| MPN | Amphenpl : HWHHW-AW41 JPC : PCB012701444-2 Molex : 686031210 | Amphenpl : HWHHW-AW41 JPC : PCB012701444-2 Molex : 686031210 | Amphenpl : HWHHW-AW41 JPC : PCB012701444-2 Molex : 686031210 | Amphenpl : HWHHW-AW41 JPC : PCB012701444-2 Molex : 686031210
| Quantity | 1 | 1 | 1 | 1
23- 2x200G FR4 LC Fiber Cable - 2500mm | ODM PN
| FB PN | 23-005694 | 23-005694 | 23-005694 | 23-005694 | **Added Rows**
Vendor
MPN
| Quantity | 2 | 2 | 2 | 2
24- Optics Transceiver | ODM PN
| FB PN | 24-000815 | 24-000815 | 24-000815 | 24-000815 | **Added Rows**
Vendor
MPN
| Quantity | 2 | 2 | 2 | 2
Termination plug, 120 ohm | ODM PN | TEMP-S000227590 | TEMP-S000227590 | TEMP-S000227590 | TEMP-S000227590
| FB PN | 27-100417 | 27-100417 | 27-100417 | 27-100417
| Vendor | Amphenol | Amphenol | Amphenol | Amphenol
| MPN | RJP-1MF-0002-HF | RJP-1MF-0002-HF | RJP-1MF-0002-HF | RJP-1MF-0002-HF
| Quantity | 1 | 1 | 1 | 1
1OU Pizza Box | ODM PN | TEMP-S000223211 | TEMP-S000223211 | TEMP-S000223211 | TEMP-S000223211
| FB PN | 05-000676 | 05-000676 | 05-000676 | 05-000676
| Vendor | Blue Rose Packaging | Blue Rose Packaging | Blue Rose Packaging | Blue Rose Packaging
| MPN | BRP-61425.ARB | BRP-61425.ARB | BRP-61425.ARB | BRP-61425.ARB
| Quantity | 1 | 1 | 1 | 1
2OU Pizza Box | ODM PN | TEMP-S000223212 | TEMP-S000223212 | TEMP-S000223212 | TEMP-S000223212
| FB PN | 05-000677 | 05-000677 | 05-000677 | 05-000677
| Vendor | Blue Rose Packaging | Blue Rose Packaging | Blue Rose Packaging | Blue Rose Packaging
| MPN | BRP-63320.ARB | BRP-63320.ARB | BRP-63320.ARB | BRP-63320.ARB
| Quantity | 3 | 3 | 3 | 3
GB300 - Crated Version Packaging (For IGS EPD2) | ODM PN | TEMP-S000239945 | TEMP-S000239945 | TEMP-S000239945 | TEMP-S000239945 |  | Use either Crated version or Crate-less version
| FB PN | TBD | TBD | TBD | TBD
| Vendor | Transpak | Transpak | Transpak | Transpak
| MPN | 373-0916 | 373-0916 | 373-0916 | 373-0916
| Quantity | 1 | 1 | 1 | 1
GB300 - Crate-less Packaging(For GDL) | ODM PN | TEMP-S000239946 | TEMP-S000239946 | TEMP-S000239946 | TEMP-S000239946 |  | Use either Crated version or Crate-less version
| FB PN | TBD | TBD | TBD | TBD
| Vendor | Transpak | Transpak | Transpak | Transpak
| MPN | 373-0915 | 373-0915 | 373-0915 | 373-0915
| Quantity | 1 | 1 | 1 | 1
GB300 - Support tower left | ODM PN | TBD | TBD | TBD | TBD
| FB PN | TBD | TBD | TBD | TBD
| Vendor | Transpak | Transpak | Transpak | Transpak
| MPN | 370-0402 | 370-0402 | 370-0402 | 370-0402
| Quantity | 2 | 2 | 2 | 2
GB300 - Support tower right | ODM PN | TBD | TBD | TBD | TBD
| FB PN | TBD | TBD | TBD | TBD
| Vendor | Transpak | Transpak | Transpak | Transpak
| MPN | 370-0403 | 370-0403 | 370-0403 | 370-0403
| Quantity | 2 | 2 | 2 | 2
Remark | Update
TBD
Delete

## PVT- L11 Build Matrix-DSF
For Meta
For Ingrasys
Ingrasys | Configuration | Config A | Config B | Config C | Config D | Meta Comments | Ingrasys Note
| Description | Rack Manifold : Cooler Master PVT1- 5.5K PSU/Power Shelf : AEI PVT2- 5.5K PSU/Power Shelf : AEI 800G DAC : Amphenol Transceivers (Optics) : Eoptolink Fiber Cables : TBD | Rack Manifold : AVC PVT1- 5.5K PSU/Power Shelf : Delta PVT2- 5.5K PSU/Power Shelf : Delta 800G DAC : TE Transceivers (Optics) : Innolight Fiber Cables : TBD | Rack Manifold : Auras PVT1- 5.5K PSU/Power Shelf : AEI PVT2- 5.5K PSU/Power Shelf : AEI 800G DAC : Molex Transceivers (Optics) : Eoptolink Fiber Cables : TBD | Rack Manifold : Cooler Master PVT1- 5.5K PSU/Power Shelf : Delta PVT2- 5.5K PSU/Power Shelf : Delta 800G DAC : Amphenol Transceivers (Optics) : Innolight Fiber Cables : TBD
| Rack Qty | 1 | 1 | 1 | 1
Meta Clemente_L11 Rack ASSY, DSF | FBPN | TBD | TBD | TBD | TBD
| ODM PN | 1A72GAA00-600-G | 1A72GAA00-600-G | 1A72GAA00-600-G | 1A72GAA00-600-G
01- CI Compute Tray Assy | ODM PN | 1A72G4C00-600-G (Samsung) 1A72G4D00-600-G (Micron) 1A72G4A00-600-G (WD) | 1A72G4C00-600-G (Samsung) 1A72G4D00-600-G (Micron) 1A72G4A00-600-G (WD) | 1A72G4C00-600-G (Samsung) 1A72G4D00-600-G (Micron) 1A72G4A00-600-G (WD) | 1A72G4C00-600-G (Samsung) 1A72G4D00-600-G (Micron) 1A72G4A00-600-G (WD) |  | 4x 8TB E1.S 25mm data drives are not configured, is this normal?
| FB PN | 01-101313 (Samsung) | 01-101314 (Micron) | 01-101315 (WD) | 01-101313
| Quantity | 18 | 18 | 18 | 18
01- CI RMC Tray Assy | ODM PN | FXN - IGS : 1A72GK400-600-G(FAB4) Quanta : TEMP-S000235726(FAB4) | FXN - IGS : 1A72GK400-600-G(FAB4) Quanta : TEMP-S000235726(FAB4) | FXN - IGS : 1A72GK400-600-G(FAB4) Quanta : TEMP-S000235726(FAB4) | FXN - IGS : 1A72GK400-600-G(FAB4) Quanta : TEMP-S000235726(FAB4) |  | Add IGS ODM PN
| FB PN | 01-101181 | 01-101181 | 01-101181 | 01-101181
| Vendor | Foxconn, Qunta | Foxconn, Qunta | Foxconn, Qunta | Foxconn, Qunta
| MPN | FXN - IGS : 1A72GK400-600-G(FAB4) Quanta : 3RL05MA00A0(FAB4) | FXN - IGS : 1A72GK400-600-G(FAB4) Quanta : 3RL05MA00A0(FAB4) | FXN - IGS : 1A72GK400-600-G(FAB4) Quanta : 3RL05MA00A0(FAB4) | FXN - IGS : 1A72GK400-600-G(FAB4) Quanta : 3RL05MA00A0(FAB4) |  | Add IGS ODM PN
| Quantity | 1 | 1 | 1 | 1
01- Fiber Patch Panel | ODM PN | TEMP-S000222270 | TEMP-S000222270 | TEMP-S000222270 | TEMP-S000222270 |  | DSF Only
| FB PN | TBD | TBD | TBD | TBD
| Vendor | Corning | Corning | Corning | Corning
| MPN | FC-F-01OU128MCA | FC-F-01OU128MCA | FC-F-01OU128MCA | FC-F-01OU128MCA |  | DSF Only
| Quantity | 1 | 16 | 16 | 16
20 - CI NVSO Tray Assy | ODM PN | TEMP-S000228117 | TEMP-S000228117 | TEMP-S000228117 | TEMP-S000228117 | Need to update ODM PN on FBPN | Do we need to create a new ODM PN?
| FB PN | 20-100201 | 20-100201 | 20-100201 | 20-100201
| Vendor | NVIDIA | NVIDIA | NVIDIA | NVIDIA
| MPN | 920-9K33R-00MV-GS0 | 920-9K33R-00MV-GS0 | 920-9K33R-00MV-GS0 | 920-9K33R-00MV-GS0
| Quantity | 9 | 9 | 9 | 9
55 - Rack & Power Sub-assy, PVT, DSF | ODM PN | 1A72GK500-600-GDS | 1A72GK500-600-GDS | 1A72GK500-600-GDS | 1A72GK500-600-GDS
| FB PN | TBD | TBD | TBD | TBD
| Vendor | FOXCONN/EPD2 | FOXCONN/EPD2 | FOXCONN/EPD2 | FOXCONN/EPD2
| MPN | 1A72GK500-600-GDS | 1A72GK500-600-GDS | 1A72GK500-600-GDS | 1A72GK500-600-GDS
| Quantity | 1 | 1 | 1 | 1
06- IT Rack Frame | ODM PN | TEMP-S000229614 | TEMP-S000229614 | TEMP-S000229614 | TEMP-S000229614
| FB PN | 06-100018 | 06-100018 | 06-100018 | 06-100018
| Vendor | Rittal | Rittal | Rittal | Rittal
| MPN | 7844664 | 7844664 | 7844664 | 7844664
| Quantity | 1 | 1 | 1 | 1
Canister | ODM PN | 1A72B7000-600-G2 | 1A72B7000-600-G2 | 1A72B7000-600-G2 | 1A72B7000-600-G2
| FB PN | 27-100238 | 27-100238 | 27-100238 | 27-100238
| Quantity | 1 | 1 | 1 | 1
Cable Cartridge (Left/Right) | ODM PN | TEMP-S000224304 | TEMP-S000224304 | TEMP-S000224304 | TEMP-S000224304
| FB PN | 07-100580 | 07-100580 | 07-100580 | 07-100580
| Vendor | NVIDIA | NVIDIA | NVIDIA | NVIDIA
| MPN | 965-24972-0020-000 | 965-24972-0020-000 | 965-24972-0020-000 | 965-24972-0020-000
| Quantity | 4 | 4 | 4 | 4
27- ORV3 power shelf rail | ODM PN | TEMP-S000222271 | TEMP-S000222271 | TEMP-S000222271 | TEMP-S000222271
| FB PN | 27-001501 | 27-001501 | 27-001501 | 27-001501
| Vendor | Rittal | Rittal | Rittal | Rittal
| MPN | 7844557 | 7844557 | 7844557 | 7844557
| Quantity | 8 | 8 | 8 | 8
27- ORV3 IT rail | ODM PN | TEMP-S000222274 | TEMP-S000222274 | TEMP-S000222274 | TEMP-S000222274
| FB PN | 27-001499 | 27-001499 | 27-001499 | 27-001499
| Vendor | Rittal | Rittal | Rittal | Rittal
| MPN | 7844556 | 7844556 | 7844556 | 7844556
| Quantity | 3 | 3 | 3 | 3
27- MiniPack3 Railkit | ODM PN | TEMP-S000227145 | TEMP-S000227145 | TEMP-S000227145 | TEMP-S000227145
| FB PN | 27-001629 | 27-001629 | 27-001629 | 27-001629
| Vendor | KingSlide | KingSlide | KingSlide | KingSlide
| MPN | U602-625-IM | U602-625-IM | U602-625-IM | U602-625-IM
| Quantity | 1 | 1 | 1 | 1
27- L10 system rail kit | ODM PN | KS1: TEMP-S000222734 KS2: TEMP-S000222735 KS3: TEMP-S000222736 | KS1: TEMP-S000222734 KS2: TEMP-S000222735 KS3: TEMP-S000222736 | KS1: TEMP-S000222734 KS2: TEMP-S000222735 KS3: TEMP-S000222736 | KS1: TEMP-S000222734 KS2: TEMP-S000222735 KS3: TEMP-S000222736
| FB PN | 27-100239 | 27-100239 | 27-100239 | 27-100239
| Vendor | Kingslide | Kingslide | Kingslide | Kingslide
| MPN | Kingslide1: A5682627DPZZBNQ Kingslide2: A5682627DPZZANQ Kingslide3: A5682627CPZZ1NP | Kingslide1: A5682627DPZZBNQ Kingslide2: A5682627DPZZANQ Kingslide3: A5682627CPZZ1NP | Kingslide1: A5682627DPZZBNQ Kingslide2: A5682627DPZZANQ Kingslide3: A5682627CPZZ1NP | Kingslide1: A5682627DPZZBNQ Kingslide2: A5682627DPZZANQ Kingslide3: A5682627CPZZ1NP
| Quantity | 27 | 27 | 27 | 27
DVT cold rack manifold | ODM PN | TEMP-S000227453(CPC) TEMP-S000230373(Danfoss) TEMP-S000230374(Parker) | TEMP-S000232114(CPC) TEMP-S000232115(Danfoss) TEMP-S000232116(Parker) | TEMP-S000230502(CPC) TEMP-S000230503(Danfoss) TEMP-S000231831(Parker) | TEMP-S000227453(CPC) TEMP-S000230373(Danfoss) TEMP-S000230374(Parker)
| FB PN | 27-100381 | 27-100381 | 27-100381 | 27-100381
| Vendor | Cooler Master | AVC | Auras | Cooler Master
| MPN | Cooler Master : LC-05124-01-GP2S1(CPC) Cooler Master : LC-05250-01-GP2S1(Danfoss) Cooler Master : LC-05251-01-GP2S1(Parker) | AVC : SFA4890001(CPC) AVC : SFA4360001(Danfoss) AVC : SFA4920001(Parker) | Auras : 0S53B00059(CPC) Auras : 0S53B00072(Danfoss) Auras : 0S53B00084(Parker) | Cooler Master : LC-05124-01-GP2S1(CPC) Cooler Master : LC-05250-01-GP2S1(Danfoss) Cooler Master : LC-05251-01-GP2S1(Parker)
| Quantity | 1 | 1 | 1 | 1
DVT hot rack manifold | ODM PN | TEMP-S000227454(CPC) TEMP-S000230375(Danfoss) TEMP-S000230376(Parker) | TEMP-S000232117(CPC) TEMP-S000232118(Danfoss) TEMP-S000232119(Parker) | TEMP-S000230504(CPC) TEMP-S000230505(Danfoss) TEMP-S000231832(Parker) | TEMP-S000227454(CPC) TEMP-S000230375(Danfoss) TEMP-S000230376(Parker)
| FB PN | 27-100380 | 27-100380 | 27-100380 | 27-100380
| Vendor | Cooler Master | AVC | Auras | Cooler Master
| MPN | Cooler Master : LC-05125-01-GP2S1(CPC) Cooler Master : LC-05252-01-GP2S1(Danfoss) Cooler Master : LC-05253-01-GP2S1(Parker) | AVC : SFA4880001(CPC) AVC : SFA4370001(Danfoss) AVC : SFA4930001(Parker) | Auras : 0S53B00060(CPC) Auras : 0S53B00073(Danfoss) Auras : 0S53B00085(Parker) | Cooler Master : LC-05125-01-GP2S1(CPC) Cooler Master : LC-05252-01-GP2S1(Danfoss) Cooler Master : LC-05253-01-GP2S1(Parker)
| Quantity | 1 | 1 | 1 | 1
DVT hose kit cold 4ft | ODM PN | TEMP-S000230377 | TEMP-S000233230 | TEMP-S000231833 | TEMP-S000230377
| FB PN | 27-100422 | 27-100422 | 27-100422 | 27-100422
| Vendor | Cooler Master | AVC | Auras | Cooler Master
| MPN | Cooler Master : LC-05191-01-GP2S2 | AVC : SFA5480001 | Auras : 0S53B00086 | Cooler Master : LC-05191-01-GP2S2
| Quantity | 1 | 1 | 1 | 1
DVT hose kit cold 6ft | ODM PN | TEMP-S000230378 | TEMP-S000233232 | TEMP-S000231834 | TEMP-S000230378
| FB PN | 27-100421 | 27-100421 | 27-100421 | 27-100421
| Vendor | Cooler Master | AVC | Auras | Cooler Master
| MPN | Cooler Master : LC-05193-01-GP2S2 | AVC : SFA5490001 | Auras : 0S53B00087 | Cooler Master : LC-05193-01-GP2S2
| Quantity | 2 | 2 | 2 | 2
DVT hose kit hot 4ft | ODM PN | TEMP-S000230380 | TEMP-S000233233 | TEMP-S000231835 | TEMP-S000230380
| FB PN | 27-100424 | 27-100424 | 27-100424 | 27-100424
| Vendor | Cooler Master | AVC | Auras | Cooler Master
| MPN | Cooler Master : LC-05192-01-GP2S2 | AVC : SFA5460001 | Auras : 0S53B00088 | Cooler Master : LC-05192-01-GP2S2
| Quantity | 1 | 1 | 1 | 1
DVT hose kit hot 6ft | ODM PN | TEMP-S000230381 | TEMP-S000233234 | TEMP-S000231836 | TEMP-S000230381
| FB PN | 27-100423 | 27-100423 | 27-100423 | 27-100423
| Vendor | Cooler Master | AVC | Auras | Cooler Master
| MPN | Cooler Master : LC-05194-01-GP2S2 | AVC : SFA5470001 | Auras : 0S53B00089 | Cooler Master : LC-05194-01-GP2S2
| Quantity | 2 | 2 | 2 | 2
14- Power Shelf | ODM PN | TEMP-S000225752 | TEMP-S000222275 | TEMP-S000225752 | TEMP-S000222275
| FB PN | 14-100015 14-100009 | 14-100015 14-100009 | 14-100015 14-100009 | 14-100015 14-100009
| Vendor | AEI | Delta | AEI | Delta
| MPN | AEI : 700-037148-1000 | Delta : ECD68000020 | AEI : 700-037148-1000 | Delta : ECD68000020
| Quantity | 4 | 4 | 4 | 4
03- PSU (5.5 KW) | ODM PN | TEMP-S000225753 | TEMP-S000222284 | TEMP-S000225753 | TEMP-S000222284
| FB PN | 03-100049 03-100038 | 03-100049 03-100038 | 03-100049 03-100038 | 03-100049 03-100038
| Vendor | AEI | Delta | AEI | Delta
| MPN | AEI :700-037147-0000 | Delta : ECD17010021 REV.02/P2 | AEI :700-037147-0000 | Delta : ECD17010021 REV.02/P2 | The current Delta PN doesn't have 'REV.02/P2'. Is that fine? Yes thats fine, thats just the revision for the same part but we dont add that to our MPNs
| Quantity | 24 | 24 | 24 | 24
07- ORV3 AC Whip, 1600MM | ODM PN | TEMP-S000232312 | TEMP-S000232312 | TEMP-S000232312 | TEMP-S000232312
| FB PN | 07-100775 | 07-100775 | 07-100775 | 07-100775
| Vendor | Amphenol | Amphenol | Amphenol | Amphenol
| MPN | 10178161-C7A301 | 10178161-C7A301 | 10178161-C7A301 | 10178161-C7A301
| Quantity | 4 | 4 | 4 | 4
07- ORV3 AC Whip, 3800MM | ODM PN | TEMP-S000227146 | TEMP-S000227146 | TEMP-S000227146 | TEMP-S000227146
| FB PN | 07-100609 | 07-100609 | 07-100609 | 07-100609
| Vendor | Amphenol | Amphenol | Amphenol | Amphenol
| MPN | 10178161-C7A303 | 10178161-C7A303 | 10178161-C7A303 | 10178161-C7A303
| Quantity | 4 | 4 | 4 | 4
27- VCM 44U | ODM PN | 1A72CCY00-600-G | 1A72CCY00-600-G | 1A72CCY00-600-G | 1A72CCY00-600-G
| FB PN | 27-100415 | 27-100415 | 27-100415 | 27-100415 | **Added Rows**
Vendor
MPN
| Quantity | 1 | 1 | 1 | 1
27- VCM 44U-B | ODM PN | 1A72CD400-600-G | 1A72CD400-600-G | 1A72CD400-600-G | 1A72CD400-600-G
| FB PN | 27-100416 | 27-100416 | 27-100416 | 27-100416 | **Added Rows**
Vendor
MPN
| Quantity | 1 | 1 | 1 | 1
27- VCM 28U | ODM PN | 1A72EFA00-600-G | 1A72EFA00-600-G | 1A72EFA00-600-G | 1A72EFA00-600-G |  | We have 28U VCM, so we need 44U VCM too?
| FB PN | TBD | TBD | TBD | TBD
| Vendor | FOXCONN/EPDV | FOXCONN/EPDV | FOXCONN/EPDV | FOXCONN/EPDV
| MPN | 1A72EFA00-600-G | 1A72EFA00-600-G | 1A72EFA00-600-G | 1A72EFA00-600-G
| Quantity | 1 | 1 | 1 | 1
54 - Network Sub-assy, Clemente, PVT, DSF | ODM PN | 1A72GK700-600-G | 1A72GK700-600-G | 1A72GK700-600-G | 1A72GK700-600-G
| FB PN | TBD | TBD | TBD | TBD
| Vendor | FOXCONN/EPD2 | FOXCONN/EPD2 | FOXCONN/EPD2 | FOXCONN/EPD2
| MPN | 1A72GK700-600-G | 1A72GK700-600-G | 1A72GK700-600-G | 1A72GK700-600-G
| Quantity | 1 | 1 | 1 | 1
20 - Minipack3 ORV3 DC bundle (include PSU + power cord) | ODM PN | TEMP-S000234481 | TEMP-S000234481 | TEMP-S000234481 | TEMP-S000234481
| FB PN | 30-100062 | 30-100062 | 30-100062 | 30-100062
| Vendor | Celestica | Celestica | Celestica | Celestica
| MPN | R3214-F9013-A3 | R3214-F9013-A3 | R3214-F9013-A3 | R3214-F9013-A3
| Quantity | 1 | 1 | 1 | 1
27- MiniPack3 Outer shelf | ODM PN | TEMP-S000227194 | TEMP-S000227194 | TEMP-S000227194 | TEMP-S000227194
| FB PN | 27-100124 | 27-100124 | 27-100124 | 27-100124
| Vendor | IMG | IMG | IMG | IMG
| MPN | R4002-F0101-03 | R4002-F0101-03 | R4002-F0101-03 | R4002-F0101-03
| Quantity | 1 | 1 | 1 | 1
20- Management Switch 7010, come with tray | ODM PN | TEMP-S000222287 | TEMP-S000222287 | TEMP-S000222287 | TEMP-S000222287
| FB PN | 20-100100 | 20-100100 | 20-100100 | 20-100100
| Vendor | Arista | Arista | Arista | Arista
| MPN | FB-7010TX-48C-DC-RV3-F | FB-7010TX-48C-DC-RV3-F | FB-7010TX-48C-DC-RV3-F | FB-7010TX-48C-DC-RV3-F
| Quantity | 1 | 1 | 1 | 1
Transceivers (Optics) | ODM PN | eoptolink1 : TEMP-S000238475 eoptolink2 : TEMP-S000238478 | INNOLIGHT1 : TEMP-S000239015 INNOLIGHT2 : TEMP-S000239837 | eoptolink1 : TEMP-S000238475 eoptolink2 : TEMP-S000238478 | INNOLIGHT1 : TEMP-S000239015 INNOLIGHT2 : TEMP-S000239837 |  | DSF Only, add innolight 2nd source
| FB PN | TBD | TBD | TBD | TBD
| Vendor | eoptolink | INNOLIGHT | eoptolink | INNOLIGHT
| MPN | eoptolink1 : EOLO-138HG-5H-2B eoptolink2 : EOLO-138HG-5H-5B | INNOLIGHT1 : T-RH8CNH-NFM INNOLIGHT2 : T-RH8CNH-NFL | eoptolink1 : EOLO-138HG-5H-2B eoptolink2 : EOLO-138HG-5H-5B | INNOLIGHT1 : T-RH8CNH-NFM INNOLIGHT2 : T-RH8CNH-NFL |  | DSF Only, add innolight 2nd source
| Quantity | 72 | 72 | 72 | 72
Fiber Cable 2.3 m | ODM PN | TEMP-S000239843 | TEMP-S000239843 | TEMP-S000239843 | TEMP-S000239843 |  | DSF Only, update ODM PN
| FB PN | TBD | TBD | TBD | TBD
| Vendor | Corning | Corning | Corning | Corning
| MPN | CB-BE-HH-16MCF2MTP-G1760 | CB-BE-HH-16MCF2MTP-G1760 | CB-BE-HH-16MCF2MTP-G1760 | CB-BE-HH-16MCF2MTP-G1760 |  | DSF Only, update MPN
| Quantity | 16 -> 20 | 16 -> 20 | 16 -> 20 | 16 -> 20 |  | Update Quantity
Fiber Cable 3.2 m | ODM PN | TEMP-S000239844 | TEMP-S000239844 | TEMP-S000239844 | TEMP-S000239844 |  | DSF Only, update ODM PN
| FB PN | TBD | TBD | TBD | TBD
| Vendor | Corning | Corning | Corning | Corning
| MPN | CB-BE-HH-16MCF2MTP-G2660 | CB-BE-HH-16MCF2MTP-G2660 | CB-BE-HH-16MCF2MTP-G2660 | CB-BE-HH-16MCF2MTP-G2660 |  | DSF Only, update MPN
| Quantity | 20 -> 16 | 20 -> 16 | 20 -> 16 | 20 -> 16 |  | Update Quantity
07- 800G AEC/DAC ( Compute/GPU tray to MP3 RTSW) - 1m | ODM PN | TEMP-S000235725 | TEMP-S000235670 | TEMP-S000235841 | TEMP-S000235725 |  | DSF no need
| FB PN | TBD | TBD | TBD | TBD
| Vendor | Credo | Molex | Amphenol | Credo
| MPN | Credo : CAC81X321A1B-C1-MT | Molex : 2253611217 | Amphenol : NNDGJA-F301 | Credo : CAC81X321A1B-C1-MT
| Quantity | 48 --> 56 | 48 --> 56 | 48 --> 56 | 48 --> 56
07- 800G AEC/DAC ( Compute/GPU tray to MP3 RTSW) - 1.2m | ODM PN | TEMP-S000235724 | TEMP-S000235669 | TEMP-S000235842 | TEMP-S000235724 |  | DSF no need
| FB PN | TBD | TBD | TBD | TBD
| Vendor | Credo | Molex | Amphenol | Credo
| MPN | Credo : CAC812321A1B-C1-MT | Molex : 2253611218 | Amphenol : NNDGJA-F314 | Credo : CAC812321A1B-C1-MT
| Quantity | 24 --> 16 | 24 --> 16 | 24 --> 16 | 24 --> 16 |  | Update this item from DVT Build Matrix
07- 800G OSFP to 2x400G OSFP DAC, 1.5 m | ODM PN | TEMP-S000235723 | TEMP-S000235838 | TEMP-S000230888 | TEMP-S000235723
| FB PN | 07-100711 | 07-100711 | 07-100711 | 07-100711
| Vendor | Amphenol | TE | Molex | Amphenol
| MPN | Amphenol : NND1DE-F307 | TE : 1-2494894-1 | Molex : 2111776115 | Amphenol : NND1DE-F307
| Quantity | 10 --> 6 | 10 --> 6 | 10 --> 6 | 10 --> 6 |  | Update this item from DVT Build Matrix
07- 800G OSFP to 2x400G OSFP DAC, 1.7 m | ODM PN | TEMP-S000236285 | TEMP-S000230889 | TEMP-S000235722 | TEMP-S000236285
| FB PN | 07-100957 | 07-100957 | 07-100957 | 07-100957
| Vendor | Amphenol | TE | Molex | Amphenol
| MPN | Amphenol : NND1DE-F336 | TE : 2494894-9 | Molex : 2111776117 | Amphenol : NND1DE-F336
| Quantity | 5 --> 4 | 5 --> 4 | 5 --> 4 | 5 --> 4 |  | Update this item from DVT Build Matrix
07- 800G OSFP to 2x400G OSFP DAC, 2.2 m | ODM PN | TEMP-S000236286 | TEMP-S000235840 | TEMP-S000235839 | TEMP-S000236286
| FB PN | 07-100958 | 07-100958 | 07-100958 | 07-100958
| Vendor | Amphenol | TE | Molex | Amphenol
| MPN | Amphenol : NND1DM-F330 | TE : 2498990-5 | Molex : 2111776322 | Amphenol : NND1DM-F330
| Quantity | 3 --> 8 | 3 --> 8 | 3 --> 8 | 3 --> 8 |  | Update this item from DVT Build Matrix
07- 10G DAC -2500mm (SFP+ to SFP+) | ODM PN | LXP : TEMP-S000222299 Bellwether : TEMP-S000230893 | LXP : TEMP-S000222299 Bellwether : TEMP-S000230893 | LXP : TEMP-S000222299 Bellwether : TEMP-S000230893 | LXP : TEMP-S000222299 Bellwether : TEMP-S000230893 |  | add LPX、Bellwether depiction
| FB PN | 07-100679 | 07-100679 | 07-100679 | 07-100679
| Vendor | LXP/ Bellwether | LXP/ Bellwether | LXP/ Bellwether | LXP/ Bellwether
| MPN | LXP : L02SF085-SD-H Bellwether : 76697-904W | LXP : L02SF085-SD-H Bellwether : 76697-904W | LXP : L02SF085-SD-H Bellwether : 76697-904W | LXP : L02SF085-SD-H Bellwether : 76697-904W
| Quantity | 1 | 1 | 1 | 1
07- 10G DAC -2500mm (SFP+ to QSFP28) | ODM PN | LXP : TEMP-S000227577 Bellwether : TEMP-S000230894 | LXP : TEMP-S000227577 Bellwether : TEMP-S000230894 | LXP : TEMP-S000227577 Bellwether : TEMP-S000230894 | LXP : TEMP-S000227577 Bellwether : TEMP-S000230894 |  | add LPX、Bellwether depiction
| FB PN | 07-100676 | 07-100676 | 07-100676 | 07-100676
| Vendor | LXP/ Bellwether | LXP/ Bellwether | LXP/ Bellwether | LXP/ Bellwether
| MPN | LXP : L02QF025-SD-H Bellwether : 76697-903W | LXP : L02QF025-SD-H Bellwether : 76697-903W | LXP : L02QF025-SD-H Bellwether : 76697-903W | LXP : L02QF025-SD-H Bellwether : 76697-903W
| Quantity | 2 --> 1 | 2 --> 1 | 2 --> 1 | 2 --> 1 |  | This Quantity need modify?
07- 10G DAC - RESW to RASW - 2500mm | ODM PN | TBD | TBD | TBD | TBD
| FB PN | 07-100970 | 07-100970 | 07-100970 | 07-100970
| Vendor | TBD | TBD | TBD | TBD
| MPN | TBD | TBD | TBD | TBD
| Quantity | 1 | 1 | 1 | 1
07- RJ45 Cable, shield, Yellow - 300mm | ODM PN | GLE : TEMP-S000235673 Bellwether : TEMP-S000235721 | GLE : TEMP-S000235673 Bellwether : TEMP-S000235721 | GLE : TEMP-S000235673 Bellwether : TEMP-S000235721 | GLE : TEMP-S000235673 Bellwether : TEMP-S000235721 |  | add LPX、Bellwether depiction
| FB PN | 07-100959 | 07-100959 | 07-100959 | 07-100959
| Vendor | GLE/ Bellwether | GLE/ Bellwether | GLE/ Bellwether | GLE/ Bellwether
| MPN | GLE : WJE250706B Bellwether : 76183-460R | GLE : WJE250706B Bellwether : 76183-460R | GLE : WJE250706B Bellwether : 76183-460R | GLE : WJE250706B Bellwether : 76183-460R
| Quantity | 4 | 4 | 4 | 4
07- RJ45 Cable, shield, Yellow - 1000mm | ODM PN | GLE : TEMP-S000222302 Bellwether : TEMP-S000235719 | GLE : TEMP-S000222302 Bellwether : TEMP-S000235719 | GLE : TEMP-S000222302 Bellwether : TEMP-S000235719 | GLE : TEMP-S000222302 Bellwether : TEMP-S000235719 |  | add GLE、Bellwether depiction
| FB PN | 07-100353 | 07-100353 | 07-100353 | 07-100353
| Vendor | GLE/ Bellwether | GLE/ Bellwether | GLE/ Bellwether | GLE/ Bellwether
| MPN | GLE : WJE240762B Bellwether : 76183-461R | GLE : WJE240762B Bellwether : 76183-461R | GLE : WJE240762B Bellwether : 76183-461R | GLE : WJE240762B Bellwether : 76183-461R
| Quantity | 10 --> 5 | 10 --> 5 | 10 --> 5 | 10 --> 5 |  | This Quantity need modify?
07- RJ45 Cable, shield, Yellow - 1200mm | ODM PN | GLE : TEMP-S000222304 Bellwether : TEMP-S000235718 | GLE : TEMP-S000222304 Bellwether : TEMP-S000235718 | GLE : TEMP-S000222304 Bellwether : TEMP-S000235718 | GLE : TEMP-S000222304 Bellwether : TEMP-S000235718 |  | add GLE、Bellwether depiction
| FB PN | 07-100355 | 07-100355 | 07-100355 | 07-100355
| Vendor | GLE/ Bellwether | GLE/ Bellwether | GLE/ Bellwether | GLE/ Bellwether
| MPN | GLE : WJE240791B Bellwether : 76183-462R | GLE : WJE240791B Bellwether : 76183-462R | GLE : WJE240791B Bellwether : 76183-462R | GLE : WJE240791B Bellwether : 76183-462R
| Quantity | 8 --> 4 | 8 --> 4 | 8 --> 4 | 8 --> 4 |  | This Quantity need modify?
07- RJ45 Cable, shield, Yellow - 1550mm | ODM PN | GLE : TEMP-S000235674 Bellwether : TEMP-S000235720 | GLE : TEMP-S000235674 Bellwether : TEMP-S000235720 | GLE : TEMP-S000235674 Bellwether : TEMP-S000235720 | GLE : TEMP-S000235674 Bellwether : TEMP-S000235720 |  | add GLE、Bellwether depiction
| FB PN | 07-100960 | 07-100960 | 07-100960 | 07-100960
| Vendor | GLE/ Bellwether | GLE/ Bellwether | GLE/ Bellwether | GLE/ Bellwether
| MPN | GLE : WJE250716B Bellwether : 76183-463R | GLE : WJE250716B Bellwether : 76183-463R | GLE : WJE250716B Bellwether : 76183-463R | GLE : WJE250716B Bellwether : 76183-463R
| Quantity | 10 | 10 | 10 | 10
07- RJ45 Cable, shield, Yellow - 1800mm | ODM PN | GLE : TEMP-S000222323 Bellwether : TEMP-S000235715 | GLE : TEMP-S000222323 Bellwether : TEMP-S000235715 | GLE : TEMP-S000222323 Bellwether : TEMP-S000235715 | GLE : TEMP-S000222323 Bellwether : TEMP-S000235715 |  | add GLE、Bellwether depiction
| FB PN | 07-100390 | 07-100390 | 07-100390 | 07-100390
| Vendor | GLE/ Bellwether | GLE/ Bellwether | GLE/ Bellwether | GLE/ Bellwether
| MPN | GLE : WJE240797B Bellwether : 76183-464R | GLE : WJE240797B Bellwether : 76183-464R | GLE : WJE240797B Bellwether : 76183-464R | GLE : WJE240797B Bellwether : 76183-464R
| Quantity | 9 | 9 | 9 | 9
07- RJ45 Cable, shield, Yellow - 2000mm | ODM PN | GLE : TEMP-S000222325 Bellwether : TEMP-S000235714 | GLE : TEMP-S000222325 Bellwether : TEMP-S000235714 | GLE : TEMP-S000222325 Bellwether : TEMP-S000235714 | GLE : TEMP-S000222325 Bellwether : TEMP-S000235714 |  | add GLE、Bellwether depiction
| FB PN | 07-100392 | 07-100392 | 07-100392 | 07-100392
| Vendor | GLE/ Bellwether | GLE/ Bellwether | GLE/ Bellwether | GLE/ Bellwether
| MPN | GLE : WJE240799B Bellwether : 76183-457R Bellwether : 76183-465R | GLE : WJE240799B Bellwether : 76183-457R Bellwether : 76183-465R | GLE : WJE240799B Bellwether : 76183-457R Bellwether : 76183-465R | GLE : WJE240799B Bellwether : 76183-457R Bellwether : 76183-465R |  | Update MPN
| Quantity | 10 | 10 | 10 | 10
07- RJ45 Cable, shield, Yellow -6500mm | ODM PN | GLE : TEMP-S000236604 Bellwether : TEMP-S000236597 | GLE : TEMP-S000236604 Bellwether : TEMP-S000236597 | GLE : TEMP-S000236604 Bellwether : TEMP-S000236597 | GLE : TEMP-S000236604 Bellwether : TEMP-S000236597 |  | Update ODM PN
| FB PN | 07-100961 | 07-100961 | 07-100961 | 07-100961
| Vendor | GLE/ Bellwether | GLE/ Bellwether | GLE/ Bellwether | GLE/ Bellwether
| MPN | GLE : WJE240850B Bellwether : 76183-469R | GLE : WJE240850B Bellwether : 76183-469R | GLE : WJE240850B Bellwether : 76183-469R | GLE : WJE240850B Bellwether : 76183-469R |  | Update MPN
| Quantity | 6 | 6 | 6 | 6
07- RJ45 Cable, shield, GREEN, 600mm | ODM PN | GLE : TEMP-S000235705 Bellwether : TEMP-S000235706 | GLE : TEMP-S000235705 Bellwether : TEMP-S000235706 | GLE : TEMP-S000235705 Bellwether : TEMP-S000235706 | GLE : TEMP-S000235705 Bellwether : TEMP-S000235706
| FB PN | 07-100962 | 07-100962 | 07-100962 | 07-100962
| Vendor | GLE/ Bellwether | GLE/ Bellwether | GLE/ Bellwether | GLE/ Bellwether
| MPN | GLE : WJE250718B Bellwether : 76183-470R | GLE : WJE250718B Bellwether : 76183-470R | GLE : WJE250718B Bellwether : 76183-470R | GLE : WJE250718B Bellwether : 76183-470R
| Quantity | 2 | 2 | 2 | 2
07- RJ45 Cable, no shield - NVSW_CP to Management Switch - 1000mm | ODM PN | TBD | TBD | TBD | TBD
| FB PN | 07-100971 | 07-100971 | 07-100971 | 07-100971
| Vendor | TBD | TBD | TBD | TBD
| MPN | TBD | TBD | TBD | TBD
| Quantity | 5 | 5 | 5 | 5
07- RJ45 Cable, no shield - NVSW_CP to Management Switch - 1200mm | ODM PN | TBD | TBD | TBD | TBD
| FB PN | 07-100972 | 07-100972 | 07-100972 | 07-100972
| Vendor | TBD | TBD | TBD | TBD
| MPN | TBD | TBD | TBD | TBD
| Quantity | 4 | 4 | 4 | 4
07- RJ45 Cable, shield, GREEN, 1300mm | ODM PN | GLE : TEMP-S000235707 Bellwether : TEMP-S000235708 | GLE : TEMP-S000235707 Bellwether : TEMP-S000235708 | GLE : TEMP-S000235707 Bellwether : TEMP-S000235708 | GLE : TEMP-S000235707 Bellwether : TEMP-S000235708
| FB PN | 07-100963 | 07-100963 | 07-100963 | 07-100963
| Vendor | GLE/ Bellwether | GLE/ Bellwether | GLE/ Bellwether | GLE/ Bellwether
| MPN | GLE : WJE250719B Bellwether : 76183-471R | GLE : WJE250719B Bellwether : 76183-471R | GLE : WJE250719B Bellwether : 76183-471R | GLE : WJE250719B Bellwether : 76183-471R
| Quantity | 2 | 2 | 2 | 2
07- RJ45 Cable, shield, GREEN, 1800mm | ODM PN | GLE : TEMP-S000235717 Bellwether : TEMP-S000236708 | GLE : TEMP-S000235717 Bellwether : TEMP-S000236708 | GLE : TEMP-S000235717 Bellwether : TEMP-S000236708 | GLE : TEMP-S000235717 Bellwether : TEMP-S000236708
| FB PN | 07-100964 | 07-100964 | 07-100964 | 07-100964
| Vendor | GLE/ Bellwether | GLE/ Bellwether | GLE/ Bellwether | GLE/ Bellwether
| MPN | GLE : WJE250720B Bellwether : 76183-464R | GLE : WJE250720B Bellwether : 76183-464R | GLE : WJE250720B Bellwether : 76183-464R | GLE : WJE250720B Bellwether : 76183-464R
| Quantity | 6 | 6 | 6 | 6
07- RJ45 Cable, shield, GREEN, 2000mm | ODM PN | GLE : TEMP-S000235713 Bellwether : TEMP-S000236677 | GLE : TEMP-S000235713 Bellwether : TEMP-S000236677 | GLE : TEMP-S000235713 Bellwether : TEMP-S000236677 | GLE : TEMP-S000235713 Bellwether : TEMP-S000236677
| FB PN | 07-100965 | 07-100965 | 07-100965 | 07-100965
| Vendor | GLE/ Bellwether | GLE/ Bellwether | GLE/ Bellwether | GLE/ Bellwether
| MPN | GLE : WJE250704B Bellwether : 76183-465R Bellwether : 76183-475R | GLE : WJE250704B Bellwether : 76183-465R Bellwether : 76183-475R | GLE : WJE250704B Bellwether : 76183-465R Bellwether : 76183-475R | GLE : WJE250704B Bellwether : 76183-465R Bellwether : 76183-475R |  | Update MPN
| Quantity | 6 | 6 | 6 | 6
07- RJ45 Cable, shield, GREEN, 2100mm | ODM PN | GLE : TEMP-S000235711 Bellwether : TEMP-S000235712 | GLE : TEMP-S000235711 Bellwether : TEMP-S000235712 | GLE : TEMP-S000235711 Bellwether : TEMP-S000235712 | GLE : TEMP-S000235711 Bellwether : TEMP-S000235712 |  | add GLE、Bellwether depiction
| FB PN | 07-100966 | 07-100966 | 07-100966 | 07-100966
| Vendor | GLE/ Bellwether | GLE/ Bellwether | GLE/ Bellwether | GLE/ Bellwether
| MPN | GLE : WJE250721B Bellwether : 76183-476R | GLE : WJE250721B Bellwether : 76183-476R | GLE : WJE250721B Bellwether : 76183-476R | GLE : WJE250721B Bellwether : 76183-476R
| Quantity | 6 | 6 | 6 | 6
07- RJ45 Cable, shield, GREEN, 2800mm | ODM PN | GLE : TEMP-S000235710 Bellwether : TEMP-S000235709 | GLE : TEMP-S000235710 Bellwether : TEMP-S000235709 | GLE : TEMP-S000235710 Bellwether : TEMP-S000235709 | GLE : TEMP-S000235710 Bellwether : TEMP-S000235709 |  | add GLE、Bellwether depiction
| FB PN | 07-100967 | 07-100967 | 07-100967 | 07-100967
| Vendor | GLE/ Bellwether | GLE/ Bellwether | GLE/ Bellwether | GLE/ Bellwether
| MPN | GLE : WJE250722B Bellwether : 76183-477R | GLE : WJE250722B Bellwether : 76183-477R | GLE : WJE250722B Bellwether : 76183-477R | GLE : WJE250722B Bellwether : 76183-477R
| Quantity | 2 | 2 | 2 | 2
07- Leakage sensor RJ45 cable - 5600mm | ODM PN | TEMP-S000222267 TEMP-S000230369 TEMP-S000231548 TEMP-S000232704 | TEMP-S000222267 TEMP-S000230369 TEMP-S000231548 TEMP-S000232704 | TEMP-S000222267 TEMP-S000230369 TEMP-S000231548 TEMP-S000232704 | TEMP-S000222267 TEMP-S000230369 TEMP-S000231548 TEMP-S000232704 | Not required per PQE
| FB PN | 07-100524 | 07-100524 | 07-100524 | 07-100524
| Vendor | Amphenol/ JPC/ Molex | Amphenol/ JPC/ Molex | Amphenol/ JPC/ Molex | Amphenol/ JPC/ Molex
| MPN | Amphenpl : HWHHW-AA08 Amphenpl : HWHHW-BF76 JPC : PCB012701444-1 Molex : 686031212 | Amphenpl : HWHHW-AA08 Amphenpl : HWHHW-BF76 JPC : PCB012701444-1 Molex : 686031212 | Amphenpl : HWHHW-AA08 Amphenpl : HWHHW-BF76 JPC : PCB012701444-1 Molex : 686031212 | Amphenpl : HWHHW-AA08 Amphenpl : HWHHW-BF76 JPC : PCB012701444-1 Molex : 686031212
| Quantity | 1 | 1 | 1 | 1
07- Hot RMF leakage sensor cable - 5500mm | ODM PN | TEMP-S000230781 TEMP-S000231549 TEMP-S000232705 | TEMP-S000230781 TEMP-S000231549 TEMP-S000232705 | TEMP-S000230781 TEMP-S000231549 TEMP-S000232705 | TEMP-S000230781 TEMP-S000231549 TEMP-S000232705
| FB PN | 07-100968 | 07-100968 | 07-100968 | 07-100968
| Vendor | Amphenol/ JPC/ Molex | Amphenol/ JPC/ Molex | Amphenol/ JPC/ Molex | Amphenol/ JPC/ Molex
| MPN | Amphenpl : HWHHW-AW42 JPC : PCB012701444-3 Molex : 686031211 | Amphenpl : HWHHW-AW42 JPC : PCB012701444-3 Molex : 686031211 | Amphenpl : HWHHW-AW42 JPC : PCB012701444-3 Molex : 686031211 | Amphenpl : HWHHW-AW42 JPC : PCB012701444-3 Molex : 686031211
| Quantity | 2 --> 3 | 2 --> 3 | 2 --> 3 | 2 --> 3 |  | Update this item from DVT Build Matrix & BOM
07- Cold RMF leakage sensor cable - 6500mm | ODM PN | TEMP-S000230782 TEMP-S000231550 TEMP-S000232706 | TEMP-S000230782 TEMP-S000231550 TEMP-S000232706 | TEMP-S000230782 TEMP-S000231550 TEMP-S000232706 | TEMP-S000230782 TEMP-S000231550 TEMP-S000232706
| FB PN | 07-100969 | 07-100969 | 07-100969 | 07-100969
| Vendor | Amphenol/ JPC/ Molex | Amphenol/ JPC/ Molex | Amphenol/ JPC/ Molex | Amphenol/ JPC/ Molex
| MPN | Amphenpl : HWHHW-AW41 JPC : PCB012701444-2 Molex : 686031210 | Amphenpl : HWHHW-AW41 JPC : PCB012701444-2 Molex : 686031210 | Amphenpl : HWHHW-AW41 JPC : PCB012701444-2 Molex : 686031210 | Amphenpl : HWHHW-AW41 JPC : PCB012701444-2 Molex : 686031210
| Quantity | 1 | 1 | 1 | 1
Termination plug, 120 ohm | ODM PN | TEMP-S000227590 | TEMP-S000227590 | TEMP-S000227590 | TEMP-S000227590
| FB PN | 27-100417 | 27-100417 | 27-100417 | 27-100417
| Vendor | Amphenol | Amphenol | Amphenol | Amphenol
| MPN | RJP-1MF-0002-HF | RJP-1MF-0002-HF | RJP-1MF-0002-HF | RJP-1MF-0002-HF
| Quantity | 1 | 1 | 1 | 1
1OU Pizza Box | ODM PN | TEMP-S000223211 | TEMP-S000223211 | TEMP-S000223211 | TEMP-S000223211
| FB PN | 05-000676 | 05-000676 | 05-000676 | 05-000676
| Vendor | Blue Rose Packaging | Blue Rose Packaging | Blue Rose Packaging | Blue Rose Packaging
| MPN | BRP-61425.ARB | BRP-61425.ARB | BRP-61425.ARB | BRP-61425.ARB
| Quantity | 1 | 1 | 1 | 1
2OU Pizza Box | ODM PN | TEMP-S000223212 | TEMP-S000223212 | TEMP-S000223212 | TEMP-S000223212
| FB PN | 05-000677 | 05-000677 | 05-000677 | 05-000677
| Vendor | Blue Rose Packaging | Blue Rose Packaging | Blue Rose Packaging | Blue Rose Packaging
| MPN | BRP-63320.ARB | BRP-63320.ARB | BRP-63320.ARB | BRP-63320.ARB
| Quantity | 3 | 3 | 3 | 3
GB300 - Crated Version Packaging (For IGS EPD2) | ODM PN | TEMP-S000239945 | TEMP-S000239945 | TEMP-S000239945 | TEMP-S000239945 |  | Use either Crated version or Crate-less version
| FB PN | TBD | TBD | TBD | TBD
| Vendor | Transpak | Transpak | Transpak | Transpak
| MPN | 373-0916 | 373-0916 | 373-0916 | 373-0916
| Quantity | 1 | 1 | 1 | 1
GB300 - Crate-less Packaging(For GDL) | ODM PN | TEMP-S000239946 | TEMP-S000239946 | TEMP-S000239946 | TEMP-S000239946 |  | Use either Crated version or Crate-less version
| FB PN | TBD | TBD | TBD | TBD
| Vendor | Transpak | Transpak | Transpak | Transpak
| MPN | 373-0915 | 373-0915 | 373-0915 | 373-0915
| Quantity | 1 | 1 | 1 | 1
GB300 - Support tower left | ODM PN | TBD | TBD | TBD | TBD
| FB PN | TBD | TBD | TBD | TBD
| Vendor | Transpak | Transpak | Transpak | Transpak
| MPN | 370-0402 | 370-0402 | 370-0402 | 370-0402
| Quantity | 2 | 2 | 2 | 2
GB300 - Support tower right | ODM PN | TBD | TBD | TBD | TBD
| FB PN | TBD | TBD | TBD | TBD
| Vendor | Transpak | Transpak | Transpak | Transpak
| MPN | 370-0403 | 370-0403 | 370-0403 | 370-0403
| Quantity | 2 | 2 | 2 | 2
Remark | Update
TBD
Delete

## GB300
DVT
| Vendor A | Vendor B | Vendor C | Vendor D | Vendor A % | Vendor B % | Vendor C % | Vendor D%
Commodity
2TB Data/Boot Drive | Samsung(PM9D3a) | Mricon (7450) | Kioxia (X7DP) | Samsung(PM9D3a) | 34% | 33% | 33%
4x 8TB E1.S 25mm data drive | Samsung(PM9D3a) | WD(SN861) | Micron(7550 | Samsung(PM9D3a) | 34% | 33% | 33%
Thermal
Cold plate w/ manifold | Cooler Master | AVC | Auras | Boyd | 120% | 100% | 20% | 20% |  |  |  | L10
Rack Manifold | Cooler Master | AVC | Auras | Cooler Master | 120% | 100% | 20% |  |  |  |  | L11
Fan | AVC | Sunon | AVC | Sunon | 125% | 125% |  |  | Need to check with Srinivas |  |  | L10
Cables
Busbar Cable | Amphenol | FIT | Amphenol | Amphenol | 100% | 0% | 0% |  | FIX RD samples for verify
Rack Power
5.5K PSU/Power Shelf | AEI | AEI | AEI | AEI | 100% |  |  |  | DVT ues AEI only to map HPR
L11
Rack Materials
800G DAC | Amphenol | TE | Molex | Amphenol | 40% | 35% | 25%
AEC | Credo | Molex | Ampheno | Credo | 50% | 50%% | 0 % |  | Amphenol has FW issue
PVT
| Vendor A | Vendor B | Vendor C | Vendor D | Vendor A % | Vendor B % | Vendor C % | Vendor D%
Commodity
2TB Data/Boot Drive | Samsung | Mricon | Kioxia | Kioxia | 34% | 33% | 33% |  | L10
Thermal
Cold plate w/ manifold | Cooler Master | AVC | Auras | Boyd | 120% | 100% | 20% | 20% | L10
Rack Manifold | Cooler Master | AVC | Auras | Cooler Master | 120% | 100% | 20% |  | L11
Fan | FXN | Sunon | AVC | Delta | 10% | 30% | 50% | 10% | L10
Cables
Busbar Cable | Amphenol | FIT | Amphenol | Amphenol | 100% | 0% | 0% |  | L10
Rack Power
PVT1- 5.5K PSU/Power Shelf | AEI | Delta | AEI | Delta | 62.5%% | 37.5%% |  |  | L11 | PVT1: all NSF | AEIx5 racks (4 to DC) / Deltax3 racks (IGS team)
PVT2- 5.5K PSU/Power Shelf | AEI | Delta | AEI | Delta | 50% | 50% |  |  | L11 | PVT2: 40 NSF + 28 DSF (40 NSF to DC + 27 DSF to DC) 1 DSF to IGS GB300
Rack Materials
800G DAC | Amphenol | TE | Molex | Amphenol | 40% | 35% | 25% |  | L11
AEC | Credo | Molex | Ampheno | Credo | 50% | 25% | 25% |  | L11 | Need to check when Amphenol FW can be fixed
DSF only | [8 empty] | DSF only
Transceivers (Optics) | Eoptolink | Innolight | Eoptolink | Innolight |  |  |  |  | L11
Fiber Cables | [8 empty] | L11