## Revision History
TS | Name | Changes
| Michel Ko | Ingrasys initial release EVT L10/L11 Build Matrix - L10 Compute Tray: Config-A/B/C based on 3 compositions with different SSD vs 3 Inner Manifold solutions - L11 Rack Ass'y NSF: Config #1&2-A/B/C based on 2 PSU solutions vs 3 L10 Compute tray configrations.

## DVT - L10 Build Matrix
For Meta
For Ingrasys
Ingrasys | Configuration | Config A | Config B | Config C
| Description | 8TB Data/Boot Drive : Samsung manifold : Cooler Master Cold plate w : Auras Busbar Cable : FIT Data Drive: Samsung | 8TB Data/Boot Drive : Mricon manifold : AVC Cold plate w : CM Busbar Cable : FIT Data Drive: Micron | 8TB Data/Boot Drive : Sandisk manifold : Auras Cold plate w : AVC Busbar Cable : FIT Data Drive: Sandisk
| Rack Qty | 1 | 1 | 1
Maxwell-Earth_L10 Compute Tray Assy, DVT | ODM PN | 1A72SK500-600-G | 1A72SK500-600-G | 1A72SK500-600-G
| FB PN | NA | NA | NA
| Vendor | FOXCONN/EPD2 | FOXCONN/EPD2 | FOXCONN/EPD2
| MPN | 1A72SK500-600-G | 1A72SK500-600-G | 1A72SK500-600-G
| Quantity | 1 | 1 | 1
MGA L5 Chassis | FB PN | TBD | TBD | TBD
| ODM PN | TBD | TBD | TBD
| Vendor | FOXCONN/EPD5 | FOXCONN/EPD5 | FOXCONN/EPD5
| MPN | TBD | TBD | TBD
| Quantity | 1 | 1 | 1
Top cover for Chassis | FB PN | TBD | TBD | TBD
| ODM PN | TBD | TBD | TBD
| Vendor | FOXCONN/EPD5 | FOXCONN/EPD5 | FOXCONN/EPD5
| MPN | TBD | TBD | TBD
| Quantity | 1 | 1 | 1
Busbar Holder Bracket | FB PN | TBD | TBD | TBD
| ODM PN | TBD | TBD | TBD
| Vendor | FOXCONN/EPD5 | FOXCONN/EPD5 | FOXCONN/EPD5
| MPN | TBD | TBD | TBD
| Quantity | 1 | 1 | 1
Maxwell-Earth_Mid-Plane Board[DVT] | FB PN | TBD | TBD | TBD
| ODM PN | 1A72SK300-600-G | 1A72SK300-600-G | 1A72SK300-600-G
| Vendor | FOXCONN/EPD2 | FOXCONN/EPD2 | FOXCONN/EPD2
| MPN | 699-24108-ES1-FXV | 699-24108-ES1-FXV | 699-24108-ES1-FXV
| Quantity | 1 | 1 | 1
05- Bianca_Cold plate_L | ODM PN
| FB PN | TBD | TBD | TBD
| Vendor | Cooler Master | Cooler Master | Cooler Master
MPN
| Quantity | 1 | 1 | 1
05- Bianca_Cold plate_R | ODM PN
| FB PN | TBD | TBD | TBD
| Vendor | Cooler Master | Cooler Master | Cooler Master
MPN
| Quantity | 1 | 1 | 1
Maxwell-Earth_Carrier Board_A[DVT] | FB PN | TBD | TBD | TBD
| ODM PN | 1A72SU600-600-G | 1A72SU600-600-G | 1A72SU600-600-G
| Vendor | FOXCONN/EPD2 | FOXCONN/EPD2 | FOXCONN/EPD2
| MPN | 1A72SU600-600-G | 1A72SU600-600-G | 1A72SU600-600-G
| Quantity | 1 | 1 | 1
Maxwell-Earth_Extender Board_A[DVT] | FB PN | TBD | TBD | TBD
| ODM PN | 1A72SU100-600-G | 1A72SU100-600-G | 1A72SU100-600-G
| Vendor | FOXCONN/EPD2 | FOXCONN/EPD2 | FOXCONN/EPD2
| MPN | 1A72SU100-600-G | 1A72SU100-600-G | 1A72SU100-600-G
| Quantity | 1 | 1 | 1
Maxwell-Earth_TPM_A[DVT] | FB PN | TBD | TBD | TBD
| ODM PN | 1A72SUD00-600-G | 1A72SUD00-600-G | 1A72SUD00-600-G
| Vendor | FOXCONN/EPD2 | FOXCONN/EPD2 | FOXCONN/EPD2
| MPN | 1A72SUD00-600-G | 1A72SUD00-600-G | 1A72SUD00-600-G
| Quantity | 1 | 1 | 1
Maxwell-Earth_BMC Board_A[DVT] | FB PN | TBD | TBD | TBD
| ODM PN | 1A72SUG00-600-G | 1A72SUG00-600-G | 1A72SUG00-600-G
| Vendor | FOXCONN/EPD2 | FOXCONN/EPD2 | FOXCONN/EPD2
| MPN | 1A72SUG00-600-G | 1A72SUG00-600-G | 1A72SUG00-600-G
| Quantity | 1 | 1 | 1
Maxwell-Earth_Front IO Board_A[DVT] | FB PN | TBD | TBD | TBD
| ODM PN | 1A72SU300-600-G | 1A72SU300-600-G | 1A72SU300-600-G
| Vendor | FOXCONN/EPD2 | FOXCONN/EPD2 | FOXCONN/EPD2
| MPN | 1A72SU300-600-G | 1A72SU300-600-G | 1A72SU300-600-G
| Quantity | 1 | 1 | 1
Maxwell-Earth_PDB_A[DVT] | FB PN | TBD | TBD | TBD
| ODM PN | 1A72SUA00-600-G | 1A72SUA00-600-G | 1A72SUA00-600-G
| Vendor | FOXCONN/EPD2 | FOXCONN/EPD2 | FOXCONN/EPD2
| MPN | 1A72SUA00-600-G | 1A72SUA00-600-G | 1A72SUA00-600-G
| Quantity | 1 | 1 | 1
HPM | FB PN | NA | NA | NA
| ODM PN | TEMP-S000260444 | TEMP-S000260444 | TEMP-S000260444
| Vendor | Nvidia | Nvidia | Nvidia
| MPN | 699-2G558-0200-QS1 | 699-2G558-0200-QS1 | 699-2G558-0200-QS1
| Quantity | 1 | 1 | 1
HMC | FB PN | NA | NA | NA
| ODM PN | TEMP-S000260454 | TEMP-S000260454 | TEMP-S000260454
| Vendor | Nvidia | Nvidia | Nvidia
| MPN | 699-23809-0700-QS1 | 699-23809-0700-QS1 | 699-23809-0700-QS1
| Quantity | 1 | 1 | 1
FE_NIC_CX9 Clover | FB PN | TBD | TBD | TBD
| ODM PN | TEMP-S000260464 | TEMP-S000260464 | TEMP-S000260464
| Vendor | Nvidia | Nvidia | Nvidia
| MPN | 900-9X9ME-00EB-QS1 | 900-9X9ME-00EB-QS1 | 900-9X9ME-00EB-QS1
| Quantity | 1 | 1 | 1
BE_NIC_CX9 Bay | FB PN | TBD | TBD | TBD
| ODM PN | TEMP-S000260468 | TEMP-S000260468 | TEMP-S000260468
| Vendor | Nvidia | Nvidia | Nvidia
| MPN | 900-9X9BE-00PB-QS1 | 900-9X9BE-00PB-QS1 | 900-9X9BE-00PB-QS1
| Quantity | 2 | 2 | 2
8TB Boot SSD (9.5mm E1.S) | FB PN | TBD | TBD | TBD
| ODM PN | TEMP-S000260959 | TEMP-S000264300 | TEMP-S000260958
| Vendor | Samsung | Micron | Sandisk
| MPN | MZTL67T6HBLC-00AFB | MTFDLBT7T6THC-1BK4FABVA | WUL6BA176O9P8X7
| Quantity | 1 | 1 | 1
8TB data drive | FB PN | TBD | TBD | TBD
| ODM PN | TEMP-S000260959 | TEMP-S000260960 | TEMP-S000260958
| Vendor | Samsung | Micron | Sandisk
| MPN | MZTL67T6HBLC-00AFB | MTFDLBT7T6THC-ABK4FABVAES | WUL6BA176O9P8X7
| Quantity | 4 | 4 | 4
E1.S TTP_TOP | FB PN | TBD | TBD | TBD
| ODM PN | TEMP-S000264035 | TBD | TEMP-S000264118
| Vendor | Auras | CM | AVC
| MPN | 0S25B00010 | TBD | SF40P36002
| Quantity | 1 | 1 | 1
E1.S TTP_Bottom | FB PN | TBD | TBD | TBD
| ODM PN | TEMP-S000264036 | TBD | TEMP-S000264119
| Vendor | Auras | CM | AVC
| MPN | 0S25B00011 | TBD | SFC3860002
| Quantity | 1 | 1 | 1
Inner Manifold | FB PN | TBD | TBD | TBD
| ODM PN | TBD | TEMP-S000265893 TEMP-S000265894 TEMP-S000265900 TEMP-S000265903 TEMP-S000265904 TEMP-S000265905 TEMP-S000265906 TEMP-S000265907 TEMP-S000265908 TEMP-S000265909 TEMP-S000265910 | TEMP-S000265877 TEMP-S000264216 TEMP-S000264217 TEMP-S000264218 TEMP-S000264220 TEMP-S000264222 TEMP-S000264223 TEMP-S000264228 TEMP-S000264229 TEMP-S000264230 TEMP-S000264231 TEMP-S000264232 TEMP-S000264233 TEMP-S000264234
| Vendor | Coolermaster | AVC | Auras
| MPN | TBD | SFAP350001 SFAP360001 SFAP420001 SFAP370001 SFAP450001 SFAP380001 SFAP390001 SFAP440001 SFAP430001 SFAP400001 SFAP410001 | 0S53B00413 0S53B00355 0S53B00356 0S53B00357 0S53B00358 0S53B00359 0S53B00360 0S53B00361 0S53B00362 0S53B00363 0S53B00364 0S53B00365 0S53B00366 0S53B00367
| Quantity | 1 | 1 | 1
Busbar Cable | FB PN | TBD | TBD | TBD
| ODM PN | TEMP-S000254838 | TEMP-S000254838 | TEMP-S000254838
| Vendor | FIT | FIT | FIT
| MPN | JPB16CT-NN4B3-DH | JPB16CT-NN4B3-DH | JPB16CT-NN4B3-DH
| Quantity | 1 | 1 | 1
Solid Busbar | FB PN | TBD | TBD | TBD
| ODM PN | M1401517-001-FI | M1401517-001-FI | M1401517-001-FI
| Vendor | FIT | FIT | FIT
| MPN | JPB060E-NN2T2-DH | JPB060E-NN2T2-DH | JPB060E-NN2T2-DH
| Quantity | 1 | 1 | 1
FIO to SMM Carrier Board Cable | FB PN | TBD | TBD | TBD
| ODM PN | GLE: TEMP-S000260471 VSO: TEMP-S000260472 | GLE: TEMP-S000260471 VSO: TEMP-S000260472 | GLE: TEMP-S000260471 VSO: TEMP-S000260472
| Vendor | GLE/ VSO | GLE/ VSO | GLE/ VSO
| MPN | GLE: WJE252659B VSO: N-802-000-00004022 | GLE: WJE252659B VSO: N-802-000-00004022 | GLE: WJE252659B VSO: N-802-000-00004022
| Quantity | 1 | 1 | 1
PDB to BF4 Power Cable | FB PN | TBD | TBD | TBD
| ODM PN | TEMP-S000260478 | TEMP-S000260478 | TEMP-S000260478
| Vendor | Amphenol | Amphenol | Amphenol
| MPN | HWHHW-CN65 | HWHHW-CN65 | HWHHW-CN65
| Quantity | 1 | 1 | 1
FPC Leakage sensor | FB PN | TBD | TBD | TBD
| ODM PN | TEMP-S000260523 | TEMP-S000260523 | TEMP-S000260523
| Vendor | Flexium | Flexium | Flexium
| MPN | ZT19414-03 | ZT19414-03 | ZT19414-03
| Quantity | 1 | 1 | 1
leakage sensor cable | FB PN | TBD | TBD | TBD
| ODM PN | 1A72GAH00-600-G | 1A72GAH00-600-G | 1A72GAH00-600-G
| Vendor | Amphenol | Amphenol | Amphenol
| MPN | HWHHW-DB30 | HWHHW-DB30 | HWHHW-DB30
| Quantity | 1 | 1 | 1
BMC Bracket | FB PN | TBD | TBD | TBD
| ODM PN | TBD | TBD | TBD
| Vendor | FOXCONN/EPD5 | FOXCONN/EPD5 | FOXCONN/EPD5
| MPN | TBD | TBD | TBD
| Quantity | 1 | 1 | 1
HMC Bracket | FB PN | TBD | TBD | TBD
| ODM PN | TBD | TBD | TBD
| Vendor | FOXCONN/EPD5 | FOXCONN/EPD5 | FOXCONN/EPD5
| MPN | TBD | TBD | TBD
| Quantity | 1 | 1 | 1
TPM Bracket | FB PN | TBD | TBD | TBD
| ODM PN | TBD | TBD | TBD
| Vendor | FOXCONN/EPD5 | FOXCONN/EPD5 | FOXCONN/EPD5
| MPN | TBD | TBD | TBD
| Quantity | 1 | 1 | 1
FIO,BRKT,ASSY,SMG | FB PN | TBD | TBD | TBD
| ODM PN | TBD | TBD | TBD
| Vendor | FOXCONN/EPD5 | FOXCONN/EPD5 | FOXCONN/EPD5
| MPN | TBD | TBD | TBD
| Quantity | 1 | 1 | 1
PDB BUSBAR DOUBLE F0W(FBF0W002,3A)APL | FB PN | NA | NA | NA
| ODM PN | TEMP-S000263980 | TEMP-S000263980 | TEMP-S000263980
| Vendor | Amphenol | Amphenol | Amphenol
| MPN | ZH-805987-000 | ZH-805987-000 | ZH-805987-000
| Quantity | 2 | 2 | 2
01_SMM-BAY-A-BASE_VR,VR,Nvidia,,G,00 | FB PN | TBD | TBD | TBD
| ODM PN | TBD | TBD | TBD
| Vendor | FOXCONN/EPD5 | FOXCONN/EPD5 | FOXCONN/EPD5
| MPN | TBD | TBD | TBD
| Quantity | 1 | 1 | 1
FRONT,IO,CAP,TOPASSY,SMG | FB PN | TBD | TBD | TBD
| ODM PN | TBD | TBD | TBD
| Vendor | FOXCONN/EPD5 | FOXCONN/EPD5 | FOXCONN/EPD5
| MPN | TBD | TBD | TBD
| Quantity | 1 | 1 | 1
CBAY,CHASSIS,ASSY,SMG | FB PN | TBD | TBD | TBD
| ODM PN | TBD | TBD | TBD
| Vendor | FOXCONN/EPD5 | FOXCONN/EPD5 | FOXCONN/EPD5
| MPN | TBD | TBD | TBD
| Quantity | 1 | 1 | 1
CBAY,FACEPLATE,STK,ASSY,SMG | FB PN | TBD | TBD | TBD
| ODM PN | TBD | TBD | TBD
| Vendor | FOXCONN/EPD5 | FOXCONN/EPD5 | FOXCONN/EPD5
| MPN | TBD | TBD | TBD
| Quantity | 1 | 1 | 1
Remark | Update
TBD
Delete

## DVT - L11 Build Matrix-NSF
| CONFIG | Config #1-A | Config #1-B | Config #1-C | Config #2-A | Config #2-B | Config #2-C
| Description | Rack Manifold : Coolermaster/AVC/Auras DVT- 12K PSU/Power Shelf : Dalta 800G DAC : Amphenol/TE/Molex AEC : Credo/Molex/Amphenol RMC: Quanta Data Drive: Samsung | Rack Manifold : Coolermaster/AVC/Auras DVT- 12K PSU/Power Shelf : Dalta 800G DAC : Amphenol/TE/Molex AEC : Credo/Molex/Amphenol RMC: Quanta Data Drive: Micron | Rack Manifold : Coolermaster/AVC/Auras DVT- 12K PSU/Power Shelf : Dalta 800G DAC : Amphenol/TE/Molex AEC : Credo/Molex/Amphenol RMC: Quanta Data Drive: Sandisk | Rack Manifold : Coolermaster/AVC/Auras DVT- 12K PSU/Power Shelf : AEI 800G DAC : Amphenol/TE/Molex AEC : Credo/Molex/Amphenol RMC: Quanta Data Drive: Samsung | Rack Manifold : Coolermaster/AVC/Auras DVT- 12K PSU/Power Shelf : AEI 800G DAC : Amphenol/TE/Molex AEC : Credo/Molex/Amphenol RMC: Quanta Data Drive: Micron | Rack Manifold : Coolermaster/AVC/Auras DVT- 12K PSU/Power Shelf : AEI 800G DAC : Amphenol/TE/Molex AEC : Credo/Molex/Amphenol RMC: Quanta Data Drive: Sandisk
Rack Qt'y
Meta
IGS
SanMiguel_L11 Rack ASSY, NSF | FBPN | TBD | TBD | TBD | TBD | TBD | TBD
| ODM PN | 1A72SJQ00-600-G | 1A72SJQ00-600-G | 1A72SJQ00-600-G | 1A72SJQ00-600-G | 1A72SJQ00-600-G | 1A72SJQ00-600-G
01- CI Compute Tray Assy | FB PN | TBD | TBD | TBD | TBD | TBD | TBD
ODM PN
Quantity
55 - Rack & Power Sub-assy, DVT, NSF | FB PN | TBD | TBD | TBD | TBD | TBD | TBD
| ODM PN | 1A72SK800-600-G | 1A72SK800-600-G | 1A72SK800-600-G | 1A72SK800-600-G | 1A72SK800-600-G | 1A72SK800-600-G
| Vendor | FOXCONN/EPD2 | FOXCONN/EPD2 | FOXCONN/EPD2 | FOXCONN/EPD2 | FOXCONN/EPD2 | FOXCONN/EPD2
| MPN | 1A72SK800-600-G | 1A72SK800-600-G | 1A72SK800-600-G | 1A72SK800-600-G | 1A72SK800-600-G | 1A72SK800-600-G
| Quantity | 1 | 1 | 1 | 1 | 1 | 1
06- IT Rack Frame Without Busbar | FB PN | TBD | TBD | TBD | TBD | TBD | TBD
| ODM PN | TEMP-S000260533 | TEMP-S000260533 | TEMP-S000260533 | TEMP-S000260533 | TEMP-S000260533 | TEMP-S000260533
| Vendor | Rittal | Rittal | Rittal | Rittal | Rittal | Rittal
| MPN | 7844671 | 7844671 | 7844671 | 7844671 | 7844671 | 7844671
| Quantity | 1 | 1 | 1 | 1 | 1 | 1
03- LC busbar | FB PN | 03-100273 | 03-100273 | 03-100273 | 03-100273 | 03-100273 | 03-100273
| ODM PN | TEMP-S000260535 | TEMP-S000260535 | TEMP-S000260535 | TEMP-S000260535 | TEMP-S000260535 | TEMP-S000260535
| Vendor | TE | TE | TE | TE | TE | TE
| MPN | 2489961-2 | 2489961-2 | 2489961-2 | 2489961-2 | 2489961-2 | 2489961-2
| Quantity | 1 | 1 | 1 | 1 | 1 | 1
27- ORV3 Power Shelf Rail | FB PN | 27-001501 | 27-001501 | 27-001501 | 27-001501 | 27-001501 | 27-001501
| ODM PN | TEMP-S000222271 | TEMP-S000222271 | TEMP-S000222271 | TEMP-S000222271 | TEMP-S000222271 | TEMP-S000222271
| Vendor | Rittal | Rittal | Rittal | Rittal | Rittal | Rittal
| MPN | 7844557 | 7844557 | 7844557 | 7844557 | 7844557 | 7844557
| Quantity | 2 | 2 | 2 | 2 | 2 | 2
27- ORV3 IT Rail | FB PN | 27-001499 | 27-001499 | 27-001499 | 27-001499 | 27-001499 | 27-001499
| ODM PN | TEMP-S000222274 | TEMP-S000222274 | TEMP-S000222274 | TEMP-S000222274 | TEMP-S000222274 | TEMP-S000222274
| Vendor | Rittal | Rittal | Rittal | Rittal | Rittal | Rittal
| MPN | 7844556 | 7844556 | 7844556 | 7844556 | 7844556 | 7844556
| Quantity | 11 | 11 | 11 | 11 | 11 | 11
20 - CI NVSW Tray Assy | FB PN | TBD | TBD | TBD | TBD | TBD | TBD
| ODM PN | TEMP-S000265655 | TEMP-S000265655 | TEMP-S000265655 | TEMP-S000265655 | TEMP-S000265655 | TEMP-S000265655
| Vendor | Nvidia | Nvidia | Nvidia | Nvidia | Nvidia | Nvidia
| MPN | 920-9K42W-00L6-QS1 | 920-9K42W-00L6-QS1 | 920-9K42W-00L6-QS1 | 920-9K42W-00L6-QS1 | 920-9K42W-00L6-QS1 | 920-9K42W-00L6-QS1
| Quantity | 9 | 9 | 9 | 9 | 9 | 9
01- CI RMC Tray Assy (Quanta) | FB PN | TBD | TBD | TBD | TBD | TBD | TBD
| ODM PN | TEMP-S000264110 | TEMP-S000264110 | TEMP-S000264110 | TEMP-S000264110 | TEMP-S000264110 | TEMP-S000264110
| Vendor | Quanta | Quanta | Quanta | Quanta | Quanta | Quanta
| MPN | 3RL05MA00E0 | 3RL05MA00E0 | 3RL05MA00E0 | 3RL05MA00E0 | 3RL05MA00E0 | 3RL05MA00E0
| Quantity | 1 | 1 | 1 | 1 | 1 | 1
Canister | FB PN | TBD | TBD | TBD | TBD | TBD | TBD
| ODM PN | TBD | TBD | TBD | TBD | TBD | TBD
| Quantity | 1 | 1 | 1 | 1 | 1 | 1
Cable Cartridge | FB PN | TBD | TBD | TBD | TBD | TBD | TBD
| ODM PN | TEMP-S000265657 | TEMP-S000265657 | TEMP-S000265657 | TEMP-S000265657 | TEMP-S000265657 | TEMP-S000265657
| Vendor | Nvidia | Nvidia | Nvidia | Nvidia | Nvidia | Nvidia
| MPN | 980-94110-0021-000 | 980-94110-0021-000 | 980-94110-0021-000 | 980-94110-0021-000 | 980-94110-0021-000 | 980-94110-0021-000
| Quantity | 4 | 4 | 4 | 4 | 4 | 4
27- MiniPack3 Rail | FB PN | 27-001629 | 27-001629 | 27-001629 | 27-001629 | 27-001629 | 27-001629
| ODM PN | TEMP-S000262925 | TEMP-S000262925 | TEMP-S000262925 | TEMP-S000262925 | TEMP-S000262925 | TEMP-S000262925
| Vendor | Kingslide | Kingslide | Kingslide | Kingslide | Kingslide | Kingslide
| MPN | U602-6250PZZ0BE | U602-6250PZZ0BE | U602-6250PZZ0BE | U602-6250PZZ0BE | U602-6250PZZ0BE | U602-6250PZZ0BE
| Quantity | 1 | 1 | 1 | 1 | 1 | 1
27- L10 System Rail Kit | FB PN | TBD | TBD | TBD | TBD | TBD | TBD
| ODM PN | TEMP-S000263874 | TEMP-S000263874 | TEMP-S000263874 | TEMP-S000263874 | TEMP-S000263874 | TEMP-S000263874
| Vendor | Kingslide | Kingslide | Kingslide | Kingslide | Kingslide | Kingslide
| MPN | UKJP-653DPZZANQ | UKJP-653DPZZANQ | UKJP-653DPZZANQ | UKJP-653DPZZANQ | UKJP-653DPZZANQ | UKJP-653DPZZANQ
| Quantity | 27 | 27 | 27 | 27 | 27 | 27
DVT Rack Manifold Cold | FB PN | TBD | TBD | TBD | TBD | TBD | TBD
| ODM PN | Coolermaster: AVC: TEMP-S000264147/ TEMP-S000264150/ TEMP-S000264155/ TEMP-S000264161 Auras: TEMP-S000265781/ TEMP-S000265871/ TEMP-S000265873 | Coolermaster: AVC: TEMP-S000264147/ TEMP-S000264150/ TEMP-S000264155/ TEMP-S000264161 Auras: TEMP-S000265781/ TEMP-S000265871/ TEMP-S000265873 | Coolermaster: AVC: TEMP-S000264147/ TEMP-S000264150/ TEMP-S000264155/ TEMP-S000264161 Auras: TEMP-S000265781/ TEMP-S000265871/ TEMP-S000265873 | Coolermaster: AVC: TEMP-S000264147/ TEMP-S000264150/ TEMP-S000264155/ TEMP-S000264161 Auras: TEMP-S000265781/ TEMP-S000265871/ TEMP-S000265873 | Coolermaster: AVC: TEMP-S000264147/ TEMP-S000264150/ TEMP-S000264155/ TEMP-S000264161 Auras: TEMP-S000265781/ TEMP-S000265871/ TEMP-S000265873 | Coolermaster: AVC: TEMP-S000264147/ TEMP-S000264150/ TEMP-S000264155/ TEMP-S000264161 Auras: TEMP-S000265781/ TEMP-S000265871/ TEMP-S000265873
| Vendor | Coolermaster/AVC/Auras | Coolermaster/AVC/Auras | Coolermaster/AVC/Auras | Coolermaster/AVC/Auras | Coolermaster/AVC/Auras | Coolermaster/AVC/Auras
| MPN | Coolermater: AVC: SFAM370001/ SFAM390001/ SFAM410001/ SFAM430001 Auras: 0S53B00412/ 0S53B00409/ 0S53B00408 | Coolermater: AVC: SFAM370001/ SFAM390001/ SFAM410001/ SFAM430001 Auras: 0S53B00412/ 0S53B00409/ 0S53B00408 | Coolermater: AVC: SFAM370001/ SFAM390001/ SFAM410001/ SFAM430001 Auras: 0S53B00412/ 0S53B00409/ 0S53B00408 | Coolermater: AVC: SFAM370001/ SFAM390001/ SFAM410001/ SFAM430001 Auras: 0S53B00412/ 0S53B00409/ 0S53B00408 | Coolermater: AVC: SFAM370001/ SFAM390001/ SFAM410001/ SFAM430001 Auras: 0S53B00412/ 0S53B00409/ 0S53B00408 | Coolermater: AVC: SFAM370001/ SFAM390001/ SFAM410001/ SFAM430001 Auras: 0S53B00412/ 0S53B00409/ 0S53B00408
| Quantity | 1 | 1 | 1 | 1 | 1 | 1
DVT Rrack Manifold Hot | FB PN | TBD | TBD | TBD | TBD | TBD | TBD
| ODM PN | Coolermaster: AVC: TEMP-S000264148/ TEMP-S000264152/ TEMP-S000264158/ TEMP-S000264164 Auras: TEMP-S000265782/ TEMP-S000265872/ TEMP-S000265874 | Coolermaster: AVC: TEMP-S000264148/ TEMP-S000264152/ TEMP-S000264158/ TEMP-S000264164 Auras: TEMP-S000265782/ TEMP-S000265872/ TEMP-S000265874 | Coolermaster: AVC: TEMP-S000264148/ TEMP-S000264152/ TEMP-S000264158/ TEMP-S000264164 Auras: TEMP-S000265782/ TEMP-S000265872/ TEMP-S000265874 | Coolermaster: AVC: TEMP-S000264148/ TEMP-S000264152/ TEMP-S000264158/ TEMP-S000264164 Auras: TEMP-S000265782/ TEMP-S000265872/ TEMP-S000265874 | Coolermaster: AVC: TEMP-S000264148/ TEMP-S000264152/ TEMP-S000264158/ TEMP-S000264164 Auras: TEMP-S000265782/ TEMP-S000265872/ TEMP-S000265874 | Coolermaster: AVC: TEMP-S000264148/ TEMP-S000264152/ TEMP-S000264158/ TEMP-S000264164 Auras: TEMP-S000265782/ TEMP-S000265872/ TEMP-S000265874
| Vendor | Coolermaster/AVC/Auras | Coolermaster/AVC/Auras | Coolermaster/AVC/Auras | Coolermaster/AVC/Auras | Coolermaster/AVC/Auras | Coolermaster/AVC/Auras
| MPN | Coolermaster: AVC: SFAM380001/ SFAM400001/ SFAM440001/ SFAM420001 Auras: 0S53B00411/ 0S53B00410/ 0S53B00406 | Coolermaster: AVC: SFAM380001/ SFAM400001/ SFAM440001/ SFAM420001 Auras: 0S53B00411/ 0S53B00410/ 0S53B00406 | Coolermaster: AVC: SFAM380001/ SFAM400001/ SFAM440001/ SFAM420001 Auras: 0S53B00411/ 0S53B00410/ 0S53B00406 | Coolermaster: AVC: SFAM380001/ SFAM400001/ SFAM440001/ SFAM420001 Auras: 0S53B00411/ 0S53B00410/ 0S53B00406 | Coolermaster: AVC: SFAM380001/ SFAM400001/ SFAM440001/ SFAM420001 Auras: 0S53B00411/ 0S53B00410/ 0S53B00406 | Coolermaster: AVC: SFAM380001/ SFAM400001/ SFAM440001/ SFAM420001 Auras: 0S53B00411/ 0S53B00410/ 0S53B00406
| Quantity | 1 | 1 | 1 | 1 | 1 | 1
DVT RMF Hose Kit Cold | FB PN | TBD | TBD | TBD | TBD | TBD | TBD
| ODM PN | Coolermaster: AVC: TEMP-S000265579 Auras: TEMP-S000265875 | Coolermaster: AVC: TEMP-S000265579 Auras: TEMP-S000265875 | Coolermaster: AVC: TEMP-S000265579 Auras: TEMP-S000265875 | Coolermaster: AVC: TEMP-S000265579 Auras: TEMP-S000265875 | Coolermaster: AVC: TEMP-S000265579 Auras: TEMP-S000265875 | Coolermaster: AVC: TEMP-S000265579 Auras: TEMP-S000265875
| Vendor | Coolermaster/AVC/Auras | Coolermaster/AVC/Auras | Coolermaster/AVC/Auras | Coolermaster/AVC/Auras | Coolermaster/AVC/Auras | Coolermaster/AVC/Auras
| MPN | Coolermaster: AVC: SFAM700001 Auras: 0S53B00407 | Coolermaster: AVC: SFAM700001 Auras: 0S53B00407 | Coolermaster: AVC: SFAM700001 Auras: 0S53B00407 | Coolermaster: AVC: SFAM700001 Auras: 0S53B00407 | Coolermaster: AVC: SFAM700001 Auras: 0S53B00407 | Coolermaster: AVC: SFAM700001 Auras: 0S53B00407
| Quantity | 1 | 1 | 1 | 1 | 1 | 1
DVT RMF Hose Kit Hot | FB PN | TBD | TBD | TBD | TBD | TBD | TBD
| ODM PN | Coolermaster: AVC: TEMP-S000265580 Auras: TEMP-S000265876 | Coolermaster: AVC: TEMP-S000265580 Auras: TEMP-S000265876 | Coolermaster: AVC: TEMP-S000265580 Auras: TEMP-S000265876 | Coolermaster: AVC: TEMP-S000265580 Auras: TEMP-S000265876 | Coolermaster: AVC: TEMP-S000265580 Auras: TEMP-S000265876 | Coolermaster: AVC: TEMP-S000265580 Auras: TEMP-S000265876
| Vendor | Coolermaster/AVC/Auras | Coolermaster/AVC/Auras | Coolermaster/AVC/Auras | Coolermaster/AVC/Auras | Coolermaster/AVC/Auras | Coolermaster/AVC/Auras
| MPN | Coolermaster: AVC: SFAM690001 Auras: 0S53B00405 | Coolermaster: AVC: SFAM690001 Auras: 0S53B00405 | Coolermaster: AVC: SFAM690001 Auras: 0S53B00405 | Coolermaster: AVC: SFAM690001 Auras: 0S53B00405 | Coolermaster: AVC: SFAM690001 Auras: 0S53B00405 | Coolermaster: AVC: SFAM690001 Auras: 0S53B00405
| Quantity | 1 | 1 | 1 | 1 | 1 | 1
14- Power Shelf | FB PN | 14-100036 | 14-100036 | 14-100036 | 14-100035 | 14-100035 | 14-100035
| ODM PN | TEMP-S000260594 | TEMP-S000260594 | TEMP-S000260594 | TEMP-S000260331 | TEMP-S000260331 | TEMP-S000260331
| Vendor | Delta | Delta | Delta | AEI | AEI | AEI
| MPN | ECD68000049 | ECD68000049 | ECD68000049 | 700-055253-1000 | 700-055253-1000 | 700-055253-1000
| Quantity | 4 | 4 | 4 | 4 | 4 | 4
03- PSU (12 KW) | FB PN | 03-100147 | 03-100147 | 03-100147 | 03-100145 | 03-100145 | 03-100145
| ODM PN | TEMP-S000260606 | TEMP-S000260606 | TEMP-S000260606 | TEMP-S000260330 | TEMP-S000260330 | TEMP-S000260330
| Vendor | Delta | Delta | Delta | AEI | AEI | AEI
| MPN | ECD17020037 | ECD17020037 | ECD17020037 | 700-055248-0000 | 700-055248-0000 | 700-055248-0000
| Quantity | 24 | 24 | 24 | 24 | 24 | 24
14- CBU Shelf | FB PN | 14-100043 | 14-100043 | 14-100043 | 14-100043 | 14-100043 | 14-100043
| ODM PN | TEMP-S000247175 | TEMP-S000247175 | TEMP-S000247175 | TEMP-S000247175 | TEMP-S000247175 | TEMP-S000247175
| Vendor | Delta | Delta | Delta | Delta | Delta | Delta
| MPN | ECD68000047 | ECD68000047 | ECD68000047 | ECD68000047 | ECD68000047 | ECD68000047
| Quantity | 4 | 4 | 4 | 4 | 4 | 4
03- CBU | FB PN | 03-100164 | 03-100164 | 03-100164 | 03-100164 | 03-100164 | 03-100164
| ODM PN | TEMP-S000247171 | TEMP-S000247171 | TEMP-S000247171 | TEMP-S000247171 | TEMP-S000247171 | TEMP-S000247171
| Vendor | Delta | Delta | Delta | Delta | Delta | Delta
| MPN | ECD27010006 | ECD27010006 | ECD27010006 | ECD27010006 | ECD27010006 | ECD27010006
| Quantity | 12 | 12 | 12 | 12 | 12 | 12
07- Power Whip Cable Lower R, 1.5m | FB PN | TBD | TBD | TBD | TBD | TBD | TBD
| ODM PN | TEMP-S000260335 | TEMP-S000260335 | TEMP-S000260335 | TEMP-S000260335 | TEMP-S000260335 | TEMP-S000260335
| Vendor | Amphenol | Amphenol | Amphenol | Amphenol | Amphenol | Amphenol
| MPN | 10186538-01-R003LF | 10186538-01-R003LF | 10186538-01-R003LF | 10186538-01-R003LF | 10186538-01-R003LF | 10186538-01-R003LF
| Quantity | 2 | 2 | 2 | 2 | 2 | 2
07- Power Whip Cable Lower L, 1.5m | FB PN | TBD | TBD | TBD | TBD | TBD | TBD
| ODM PN | TEMP-S000260615 | TEMP-S000260615 | TEMP-S000260615 | TEMP-S000260615 | TEMP-S000260615 | TEMP-S000260615
| Vendor | Amphenol | Amphenol | Amphenol | Amphenol | Amphenol | Amphenol
| MPN | 10186538-01-L002LF | 10186538-01-L002LF | 10186538-01-L002LF | 10186538-01-L002LF | 10186538-01-L002LF | 10186538-01-L002LF
| Quantity | 2 | 2 | 2 | 2 | 2 | 2
07- Power Whip Cable Upper R, 4.0m | FB PN | TBD | TBD | TBD | TBD | TBD | TBD
| ODM PN | TEMP-S000254719 | TEMP-S000254719 | TEMP-S000254719 | TEMP-S000254719 | TEMP-S000254719 | TEMP-S000254719
| Vendor | Amphenol | Amphenol | Amphenol | Amphenol | Amphenol | Amphenol
| MPN | 10186538-01-R041LF | 10186538-01-R041LF | 10186538-01-R041LF | 10186538-01-R041LF | 10186538-01-R041LF | 10186538-01-R041LF
| Quantity | 2 | 2 | 2 | 2 | 2 | 2
07- Power Whip Cable Upper L, 4.0m | FB PN | TBD | TBD | TBD | TBD | TBD | TBD
| ODM PN | TEMP-S000254721 | TEMP-S000254721 | TEMP-S000254721 | TEMP-S000254721 | TEMP-S000254721 | TEMP-S000254721
| Vendor | Amphenol | Amphenol | Amphenol | Amphenol | Amphenol | Amphenol
| MPN | 10186538-01-L040LF | 10186538-01-L040LF | 10186538-01-L040LF | 10186538-01-L040LF | 10186538-01-L040LF | 10186538-01-L040LF
| Quantity | 2 | 2 | 2 | 2 | 2 | 2
27- VCM 28U | FB PN | TBD | TBD | TBD | TBD | TBD | TBD
| ODM PN | 1A72EFA00-600-G | 1A72EFA00-600-G | 1A72EFA00-600-G | 1A72EFA00-600-G | 1A72EFA00-600-G | 1A72EFA00-600-G
| Vendor | FOXCONN/EPDV | FOXCONN/EPDV | FOXCONN/EPDV | FOXCONN/EPDV | FOXCONN/EPDV | FOXCONN/EPDV
| MPN | 1A72EFA00-600-G | 1A72EFA00-600-G | 1A72EFA00-600-G | 1A72EFA00-600-G | 1A72EFA00-600-G | 1A72EFA00-600-G
| Quantity | 1 | 1 | 1 | 1 | 1 | 1
54 - Network Sub-assy, SanMiguel, DVT, NSF | FB PN | TBD | TBD | TBD | TBD | TBD | TBD
| ODM PN | 1A72SJP00-600-G | 1A72SJP00-600-G | 1A72SJP00-600-G | 1A72SJP00-600-G | 1A72SJP00-600-G | 1A72SJP00-600-G
| Vendor | FOXCONN/EPD2 | FOXCONN/EPD2 | FOXCONN/EPD2 | FOXCONN/EPD2 | FOXCONN/EPD2 | FOXCONN/EPD2
| MPN | 1A72SJP00-600-G | 1A72SJP00-600-G | 1A72SJP00-600-G | 1A72SJP00-600-G | 1A72SJP00-600-G | 1A72SJP00-600-G
| Quantity | 1 | 1 | 1 | 1 | 1 | 1
30 - NETWORK BUNDLE, MINIPACK3 | FB PN | 30-100062 | 30-100062 | 30-100062 | 30-100062 | 30-100062 | 30-100062
| ODM PN | TEMP-S000234481/ TEMP-S000249200 | TEMP-S000234481/ TEMP-S000249200 | TEMP-S000234481/ TEMP-S000249200 | TEMP-S000234481/ TEMP-S000249200 | TEMP-S000234481/ TEMP-S000249200 | TEMP-S000234481/ TEMP-S000249200
| Vendor | Celestica | Celestica | Celestica | Celestica | Celestica | Celestica
| MPN | R3214-F9013-A3/ R3214-F9113-A3 | R3214-F9013-A3/ R3214-F9113-A3 | R3214-F9013-A3/ R3214-F9113-A3 | R3214-F9013-A3/ R3214-F9113-A3 | R3214-F9013-A3/ R3214-F9113-A3 | R3214-F9013-A3/ R3214-F9113-A3
| Quantity | 1 | 1 | 1 | 1 | 1 | 1
27- HPRv3_MINIPACK3 ORV3 OCP Tray | FB PN | 27-100124 | 27-100124 | 27-100124 | 27-100124 | 27-100124 | 27-100124
| ODM PN | TEMP-S000227194 | TEMP-S000227194 | TEMP-S000227194 | TEMP-S000227194 | TEMP-S000227194 | TEMP-S000227194
| Vendor | IMG Marketing Ltd | IMG Marketing Ltd | IMG Marketing Ltd | IMG Marketing Ltd | IMG Marketing Ltd | IMG Marketing Ltd
| MPN | R4002-F0101-03 | R4002-F0101-03 | R4002-F0101-03 | R4002-F0101-03 | R4002-F0101-03 | R4002-F0101-03
| Quantity | 1 | 1 | 1 | 1 | 1 | 1
20- Management Switch | FB PN | TBD | TBD | TBD | TBD | TBD | TBD
| ODM PN | TEMP-S000263508 | TEMP-S000263508 | TEMP-S000263508 | TEMP-S000263508 | TEMP-S000263508 | TEMP-S000263508
| Vendor | Arista | Arista | Arista | Arista | Arista | Arista
| MPN | FB-7010TX-48C-DC-RV3-F | FB-7010TX-48C-DC-RV3-F | FB-7010TX-48C-DC-RV3-F | FB-7010TX-48C-DC-RV3-F | FB-7010TX-48C-DC-RV3-F | FB-7010TX-48C-DC-RV3-F
| Quantity | 1 | 1 | 1 | 1 | 1 | 1
OSFP IHS Optics transceiver | FB PN | 24-000815 | 24-000815 | 24-000815 | 24-000815 | 24-000815 | 24-000815
| ODM PN | Eoptolink: TEMP-S000223607 Innolight: TEMP-S000223610 | Eoptolink: TEMP-S000223607 Innolight: TEMP-S000223610 | Eoptolink: TEMP-S000223607 Innolight: TEMP-S000223610 | Eoptolink: TEMP-S000223607 Innolight: TEMP-S000223610 | Eoptolink: TEMP-S000223607 Innolight: TEMP-S000223610 | Eoptolink: TEMP-S000223607 Innolight: TEMP-S000223610
| Vendor | Eoptolink/ Innolight | Eoptolink/ Innolight | Eoptolink/ Innolight | Eoptolink/ Innolight | Eoptolink/ Innolight | Eoptolink/ Innolight
| MPN | Eoptolink: EOLO-168HG-02-9T Innolight: T-OL8CNT-NFL | Eoptolink: EOLO-168HG-02-9T Innolight: T-OL8CNT-NFL | Eoptolink: EOLO-168HG-02-9T Innolight: T-OL8CNT-NFL | Eoptolink: EOLO-168HG-02-9T Innolight: T-OL8CNT-NFL | Eoptolink: EOLO-168HG-02-9T Innolight: T-OL8CNT-NFL | Eoptolink: EOLO-168HG-02-9T Innolight: T-OL8CNT-NFL
| Quantity | 4 | 4 | 4 | 4 | 4 | 4
Fiber - MP3 to HPR_Rack_W400 (2000mm) | FB PN | TBD | TBD | TBD | TBD | TBD | TBD
| ODM PN | TEMP-S000260815 | TEMP-S000260815 | TEMP-S000260815 | TEMP-S000260815 | TEMP-S000260815 | TEMP-S000260815
| Vendor | Corning | Corning | Corning | Corning | Corning | Corning
| MPN | CB-FB-SM2LCU002 | CB-FB-SM2LCU002 | CB-FB-SM2LCU002 | CB-FB-SM2LCU002 | CB-FB-SM2LCU002 | CB-FB-SM2LCU002
| Quantity | 4 | 4 | 4 | 4 | 4 | 4
800G DAC RHS OSFP-to- IHS OSFP for CT FE NIC to TOR (1200mm) | FB PN | TBD | TBD | TBD | TBD | TBD | TBD
| ODM PN | TBD | TBD | TBD | TBD | TBD | TBD
| Vendor | Amphenol/ TE/ Molex | Amphenol/ TE/ Molex | Amphenol/ TE/ Molex | Amphenol/ TE/ Molex | Amphenol/ TE/ Molex | Amphenol/ TE/ Molex
| MPN | TBD | TBD | TBD | TBD | TBD | TBD
| Quantity | 8 | 8 | 8 | 8 | 8 | 8
800G DAC RHS OSFP-to- IHS OSFP for CT FE NIC to TOR (1400mm) | FB PN | TBD | TBD | TBD | TBD | TBD | TBD
| ODM PN | TBD | TBD | TBD | TBD | TBD | TBD
| Vendor | Amphenol/ TE/ Molex | Amphenol/ TE/ Molex | Amphenol/ TE/ Molex | Amphenol/ TE/ Molex | Amphenol/ TE/ Molex | Amphenol/ TE/ Molex
| MPN | TBD | TBD | TBD | TBD | TBD | TBD
| Quantity | 2 | 2 | 2 | 2 | 2 | 2
800G DAC RHS OSFP-to- IHS OSFP for CT FE NIC to TOR (2200mm) | FB PN | TBD | TBD | TBD | TBD | TBD | TBD
| ODM PN | TBD | TBD | TBD | TBD | TBD | TBD
| Vendor | Amphenol/ TE/ Molex | Amphenol/ TE/ Molex | Amphenol/ TE/ Molex | Amphenol/ TE/ Molex | Amphenol/ TE/ Molex | Amphenol/ TE/ Molex
| MPN | TBD | TBD | TBD | TBD | TBD | TBD
| Quantity | 6 | 6 | 6 | 6 | 6 | 6
800G DAC RHS OSFP-to- IHS OSFP for CT FE NIC to TOR (2400mm) | FB PN | TBD | TBD | TBD | TBD | TBD | TBD
| ODM PN | TBD | TBD | TBD | TBD | TBD | TBD
| Vendor | Amphenol/ TE/ Molex | Amphenol/ TE/ Molex | Amphenol/ TE/ Molex | Amphenol/ TE/ Molex | Amphenol/ TE/ Molex | Amphenol/ TE/ Molex
| MPN | TBD | TBD | TBD | TBD | TBD | TBD
| Quantity | 2 | 2 | 2 | 2 | 2 | 2
800G RHS to IHS AEC DAC, 1.0m 32AWG | FB PN | TBD | TBD | TBD | TBD | TBD | TBD
| ODM PN | Credo: TEMP-S000235725 Molex: TEMP-S000261807 Amphenol: TEMP-S000235841 | Credo: TEMP-S000235725 Molex: TEMP-S000261807 Amphenol: TEMP-S000235841 | Credo: TEMP-S000235725 Molex: TEMP-S000261807 Amphenol: TEMP-S000235841 | Credo: TEMP-S000235725 Molex: TEMP-S000261807 Amphenol: TEMP-S000235841 | Credo: TEMP-S000235725 Molex: TEMP-S000261807 Amphenol: TEMP-S000235841 | Credo: TEMP-S000235725 Molex: TEMP-S000261807 Amphenol: TEMP-S000235841
| Vendor | Credo/ Molex/ Amphenol | Credo/ Molex/ Amphenol | Credo/ Molex/ Amphenol | Credo/ Molex/ Amphenol | Credo/ Molex/ Amphenol | Credo/ Molex/ Amphenol
| MPN | Credo: CAC81X321A1B-C1-MT Molex: 2253611223 Amphenol: NNDGJA-F301 | Credo: CAC81X321A1B-C1-MT Molex: 2253611223 Amphenol: NNDGJA-F301 | Credo: CAC81X321A1B-C1-MT Molex: 2253611223 Amphenol: NNDGJA-F301 | Credo: CAC81X321A1B-C1-MT Molex: 2253611223 Amphenol: NNDGJA-F301 | Credo: CAC81X321A1B-C1-MT Molex: 2253611223 Amphenol: NNDGJA-F301 | Credo: CAC81X321A1B-C1-MT Molex: 2253611223 Amphenol: NNDGJA-F301
| Quantity | 37 | 37 | 37 | 37 | 37 | 37
800G RHS to IHS AEC DAC, 1.2m 32AWG | FB PN | TBD | TBD | TBD | TBD | TBD | TBD
| ODM PN | Credo: TEMP-S000235724 Molex: TEMP-S000260982 Amphenol: TEMP-S000235842 | Credo: TEMP-S000235724 Molex: TEMP-S000260982 Amphenol: TEMP-S000235842 | Credo: TEMP-S000235724 Molex: TEMP-S000260982 Amphenol: TEMP-S000235842 | Credo: TEMP-S000235724 Molex: TEMP-S000260982 Amphenol: TEMP-S000235842 | Credo: TEMP-S000235724 Molex: TEMP-S000260982 Amphenol: TEMP-S000235842 | Credo: TEMP-S000235724 Molex: TEMP-S000260982 Amphenol: TEMP-S000235842
| Vendor | Credo/ Molex/ Amphenol | Credo/ Molex/ Amphenol | Credo/ Molex/ Amphenol | Credo/ Molex/ Amphenol | Credo/ Molex/ Amphenol | Credo/ Molex/ Amphenol
| MPN | Credo: CAC812321A1B-C1-MT Molex: 2253611224 Amphenol: NNDGJA-F314 | Credo: CAC812321A1B-C1-MT Molex: 2253611224 Amphenol: NNDGJA-F314 | Credo: CAC812321A1B-C1-MT Molex: 2253611224 Amphenol: NNDGJA-F314 | Credo: CAC812321A1B-C1-MT Molex: 2253611224 Amphenol: NNDGJA-F314 | Credo: CAC812321A1B-C1-MT Molex: 2253611224 Amphenol: NNDGJA-F314 | Credo: CAC812321A1B-C1-MT Molex: 2253611224 Amphenol: NNDGJA-F314
| Quantity | 73 | 73 | 73 | 73 | 73 | 73
800G RHS to IHS AEC DAC, 1.4m 32AWG | FB PN | TBD | TBD | TBD | TBD | TBD | TBD
| ODM PN | Credo: TEMP-S000260820 Molex: TEMP-S000260983 Amphenol: TEMP-S000260984 | Credo: TEMP-S000260820 Molex: TEMP-S000260983 Amphenol: TEMP-S000260984 | Credo: TEMP-S000260820 Molex: TEMP-S000260983 Amphenol: TEMP-S000260984 | Credo: TEMP-S000260820 Molex: TEMP-S000260983 Amphenol: TEMP-S000260984 | Credo: TEMP-S000260820 Molex: TEMP-S000260983 Amphenol: TEMP-S000260984 | Credo: TEMP-S000260820 Molex: TEMP-S000260983 Amphenol: TEMP-S000260984
| Vendor | Credo/ Molex/ Amphenol | Credo/ Molex/ Amphenol | Credo/ Molex/ Amphenol | Credo/ Molex/ Amphenol | Credo/ Molex/ Amphenol | Credo/ Molex/ Amphenol
| MPN | Credo: CAC814321A1B-C1-MT Molex: 2253611232 Amphenol: NNDGJA-F319 | Credo: CAC814321A1B-C1-MT Molex: 2253611232 Amphenol: NNDGJA-F319 | Credo: CAC814321A1B-C1-MT Molex: 2253611232 Amphenol: NNDGJA-F319 | Credo: CAC814321A1B-C1-MT Molex: 2253611232 Amphenol: NNDGJA-F319 | Credo: CAC814321A1B-C1-MT Molex: 2253611232 Amphenol: NNDGJA-F319 | Credo: CAC814321A1B-C1-MT Molex: 2253611232 Amphenol: NNDGJA-F319
| Quantity | 34 | 34 | 34 | 34 | 34 | 34
07- SFP+ to QSFP28 DAC Cable MGNT Switch to RMC, 2.6m | FB PN | TBD | TBD | TBD | TBD | TBD | TBD
| ODM PN | Luxshare: TEMP-S000262940 Bellwether: TEMP-S000260547 | Luxshare: TEMP-S000262940 Bellwether: TEMP-S000260547 | Luxshare: TEMP-S000262940 Bellwether: TEMP-S000260547 | Luxshare: TEMP-S000262940 Bellwether: TEMP-S000260547 | Luxshare: TEMP-S000262940 Bellwether: TEMP-S000260547 | Luxshare: TEMP-S000262940 Bellwether: TEMP-S000260547
| Vendor | Luxshare/ Bellwether | Luxshare/ Bellwether | Luxshare/ Bellwether | Luxshare/ Bellwether | Luxshare/ Bellwether | Luxshare/ Bellwether
| MPN | Luxshare: L02QF233-SD-H Bellwether: 76697-931W | Luxshare: L02QF233-SD-H Bellwether: 76697-931W | Luxshare: L02QF233-SD-H Bellwether: 76697-931W | Luxshare: L02QF233-SD-H Bellwether: 76697-931W | Luxshare: L02QF233-SD-H Bellwether: 76697-931W | Luxshare: L02QF233-SD-H Bellwether: 76697-931W
| Quantity | 1 | 1 | 1 | 1 | 1 | 1
07- SFP+ to IHS OSFP Cable MGNT Switch to RSW, 2.2m | FB PN | TBD | TBD | TBD | TBD | TBD | TBD
| ODM PN | Luxshare: TEMP-S000262941 Bellwether: TEMP-S000260549 | Luxshare: TEMP-S000262941 Bellwether: TEMP-S000260549 | Luxshare: TEMP-S000262941 Bellwether: TEMP-S000260549 | Luxshare: TEMP-S000262941 Bellwether: TEMP-S000260549 | Luxshare: TEMP-S000262941 Bellwether: TEMP-S000260549 | Luxshare: TEMP-S000262941 Bellwether: TEMP-S000260549
| Vendor | Luxshare/ Bellwether | Luxshare/ Bellwether | Luxshare/ Bellwether | Luxshare/ Bellwether | Luxshare/ Bellwether | Luxshare/ Bellwether
| MPN | Luxshare: L02QF235-SD-H Bellwether: 76697-930W | Luxshare: L02QF235-SD-H Bellwether: 76697-930W | Luxshare: L02QF235-SD-H Bellwether: 76697-930W | Luxshare: L02QF235-SD-H Bellwether: 76697-930W | Luxshare: L02QF235-SD-H Bellwether: 76697-930W | Luxshare: L02QF235-SD-H Bellwether: 76697-930W
| Quantity | 1 | 1 | 1 | 1 | 1 | 1
07- MGNT SW to CT_RJ45 MGNT cable w/o shields (1100mm), (Yellow) | FB PN | TBD | TBD | TBD | TBD | TBD | TBD
| ODM PN | GLE: TEMP-S000260996 VSO: TEMP-S000261001 WeissLINK: TEMP-S000266251 | GLE: TEMP-S000260996 VSO: TEMP-S000261001 WeissLINK: TEMP-S000266251 | GLE: TEMP-S000260996 VSO: TEMP-S000261001 WeissLINK: TEMP-S000266251 | GLE: TEMP-S000260996 VSO: TEMP-S000261001 WeissLINK: TEMP-S000266251 | GLE: TEMP-S000260996 VSO: TEMP-S000261001 WeissLINK: TEMP-S000266251 | GLE: TEMP-S000260996 VSO: TEMP-S000261001 WeissLINK: TEMP-S000266251
| Vendor | GLE/ VSO/ WeissLINK | GLE/ VSO/ WeissLINK | GLE/ VSO/ WeissLINK | GLE/ VSO/ WeissLINK | GLE/ VSO/ WeissLINK | GLE/ VSO/ WeissLINK
| MPN | GLE: WJE252618B VSO: N-802-000-00003987 WeissLINK: WRJ45-0628-G | GLE: WJE252618B VSO: N-802-000-00003987 WeissLINK: WRJ45-0628-G | GLE: WJE252618B VSO: N-802-000-00003987 WeissLINK: WRJ45-0628-G | GLE: WJE252618B VSO: N-802-000-00003987 WeissLINK: WRJ45-0628-G | GLE: WJE252618B VSO: N-802-000-00003987 WeissLINK: WRJ45-0628-G | GLE: WJE252618B VSO: N-802-000-00003987 WeissLINK: WRJ45-0628-G
| Quantity | 2 | 2 | 2 | 2 | 2 | 2
07- MGNT SW to CT_RJ45 MGNT cable w/o shields (1200mm), (Yellow) | FB PN | TBD | TBD | TBD | TBD | TBD | TBD
| ODM PN | GLE: TEMP-S000261018 VSO: TEMP-S000260589 WeissLINK: TEMP-S000266250 | GLE: TEMP-S000261018 VSO: TEMP-S000260589 WeissLINK: TEMP-S000266250 | GLE: TEMP-S000261018 VSO: TEMP-S000260589 WeissLINK: TEMP-S000266250 | GLE: TEMP-S000261018 VSO: TEMP-S000260589 WeissLINK: TEMP-S000266250 | GLE: TEMP-S000261018 VSO: TEMP-S000260589 WeissLINK: TEMP-S000266250 | GLE: TEMP-S000261018 VSO: TEMP-S000260589 WeissLINK: TEMP-S000266250
| Vendor | GLE/ VSO/ WeissLINK | GLE/ VSO/ WeissLINK | GLE/ VSO/ WeissLINK | GLE/ VSO/ WeissLINK | GLE/ VSO/ WeissLINK | GLE/ VSO/ WeissLINK
| MPN | GLE: WJE252577B VSO: N-802-000-00004003 WeissLINK: WRJ45-0629-G | GLE: WJE252577B VSO: N-802-000-00004003 WeissLINK: WRJ45-0629-G | GLE: WJE252577B VSO: N-802-000-00004003 WeissLINK: WRJ45-0629-G | GLE: WJE252577B VSO: N-802-000-00004003 WeissLINK: WRJ45-0629-G | GLE: WJE252577B VSO: N-802-000-00004003 WeissLINK: WRJ45-0629-G | GLE: WJE252577B VSO: N-802-000-00004003 WeissLINK: WRJ45-0629-G
| Quantity | 11 | 11 | 11 | 11 | 11 | 11
07- MGNT SW to CT_RJ45 MGNT cable w/o shields (1300mm), (Yellow) | FB PN | TBD | TBD | TBD | TBD | TBD | TBD
| ODM PN | GLE: TEMP-S000261024 VSO: TEMP-S000261031 WeissLINK: TEMP-S000266249 | GLE: TEMP-S000261024 VSO: TEMP-S000261031 WeissLINK: TEMP-S000266249 | GLE: TEMP-S000261024 VSO: TEMP-S000261031 WeissLINK: TEMP-S000266249 | GLE: TEMP-S000261024 VSO: TEMP-S000261031 WeissLINK: TEMP-S000266249 | GLE: TEMP-S000261024 VSO: TEMP-S000261031 WeissLINK: TEMP-S000266249 | GLE: TEMP-S000261024 VSO: TEMP-S000261031 WeissLINK: TEMP-S000266249
| Vendor | GLE/ VSO/ WeissLINK | GLE/ VSO/ WeissLINK | GLE/ VSO/ WeissLINK | GLE/ VSO/ WeissLINK | GLE/ VSO/ WeissLINK | GLE/ VSO/ WeissLINK
| MPN | GLE: WJE252578B VSO: N-802-000-00004004 WeissLINK: WRJ45-0630-G | GLE: WJE252578B VSO: N-802-000-00004004 WeissLINK: WRJ45-0630-G | GLE: WJE252578B VSO: N-802-000-00004004 WeissLINK: WRJ45-0630-G | GLE: WJE252578B VSO: N-802-000-00004004 WeissLINK: WRJ45-0630-G | GLE: WJE252578B VSO: N-802-000-00004004 WeissLINK: WRJ45-0630-G | GLE: WJE252578B VSO: N-802-000-00004004 WeissLINK: WRJ45-0630-G
| Quantity | 3 | 3 | 3 | 3 | 3 | 3
07- MGNT SW to CT_RJ45 MGNT cable w/o shields (1700mm), (Yellow) | FB PN | TBD | TBD | TBD | TBD | TBD | TBD
| ODM PN | GLE: TEMP-S000261035 VSO: TEMP-S000261040 WeissLINK: TEMP-S000266248 | GLE: TEMP-S000261035 VSO: TEMP-S000261040 WeissLINK: TEMP-S000266248 | GLE: TEMP-S000261035 VSO: TEMP-S000261040 WeissLINK: TEMP-S000266248 | GLE: TEMP-S000261035 VSO: TEMP-S000261040 WeissLINK: TEMP-S000266248 | GLE: TEMP-S000261035 VSO: TEMP-S000261040 WeissLINK: TEMP-S000266248 | GLE: TEMP-S000261035 VSO: TEMP-S000261040 WeissLINK: TEMP-S000266248
| Vendor | GLE/ VSO/ WeissLINK | GLE/ VSO/ WeissLINK | GLE/ VSO/ WeissLINK | GLE/ VSO/ WeissLINK | GLE/ VSO/ WeissLINK | GLE/ VSO/ WeissLINK
| MPN | GLE: WJE252579B VSO: N-802-000-00004005 WeissLINK: WRJ45-0631-G | GLE: WJE252579B VSO: N-802-000-00004005 WeissLINK: WRJ45-0631-G | GLE: WJE252579B VSO: N-802-000-00004005 WeissLINK: WRJ45-0631-G | GLE: WJE252579B VSO: N-802-000-00004005 WeissLINK: WRJ45-0631-G | GLE: WJE252579B VSO: N-802-000-00004005 WeissLINK: WRJ45-0631-G | GLE: WJE252579B VSO: N-802-000-00004005 WeissLINK: WRJ45-0631-G
| Quantity | 1 | 1 | 1 | 1 | 1 | 1
07- MGNT SW to CT_RJ45 MGNT cable w/o shields (1800mm), (Yellow) | FB PN | TBD | TBD | TBD | TBD | TBD | TBD
| ODM PN | GLE: TEMP-S000261043 VSO: TEMP-S000260605 WeissLINK: TEMP-S000266247 | GLE: TEMP-S000261043 VSO: TEMP-S000260605 WeissLINK: TEMP-S000266247 | GLE: TEMP-S000261043 VSO: TEMP-S000260605 WeissLINK: TEMP-S000266247 | GLE: TEMP-S000261043 VSO: TEMP-S000260605 WeissLINK: TEMP-S000266247 | GLE: TEMP-S000261043 VSO: TEMP-S000260605 WeissLINK: TEMP-S000266247 | GLE: TEMP-S000261043 VSO: TEMP-S000260605 WeissLINK: TEMP-S000266247
| Vendor | GLE/ VSO/ WeissLINK | GLE/ VSO/ WeissLINK | GLE/ VSO/ WeissLINK | GLE/ VSO/ WeissLINK | GLE/ VSO/ WeissLINK | GLE/ VSO/ WeissLINK
| MPN | GLE: WJE252580B VSO: N-802-000-00004006 WeissLINK: WRJ45-0632-G | GLE: WJE252580B VSO: N-802-000-00004006 WeissLINK: WRJ45-0632-G | GLE: WJE252580B VSO: N-802-000-00004006 WeissLINK: WRJ45-0632-G | GLE: WJE252580B VSO: N-802-000-00004006 WeissLINK: WRJ45-0632-G | GLE: WJE252580B VSO: N-802-000-00004006 WeissLINK: WRJ45-0632-G | GLE: WJE252580B VSO: N-802-000-00004006 WeissLINK: WRJ45-0632-G
| Quantity | 2 | 2 | 2 | 2 | 2 | 2
07- MGNT SW to CT_RJ45 MGNT cable w/o shields (1900mm), (Yellow) | FB PN | TBD | TBD | TBD | TBD | TBD | TBD
| ODM PN | GLE: TEMP-S000261045 VSO: TEMP-S000261050 WeissLINK: TEMP-S000266246 | GLE: TEMP-S000261045 VSO: TEMP-S000261050 WeissLINK: TEMP-S000266246 | GLE: TEMP-S000261045 VSO: TEMP-S000261050 WeissLINK: TEMP-S000266246 | GLE: TEMP-S000261045 VSO: TEMP-S000261050 WeissLINK: TEMP-S000266246 | GLE: TEMP-S000261045 VSO: TEMP-S000261050 WeissLINK: TEMP-S000266246 | GLE: TEMP-S000261045 VSO: TEMP-S000261050 WeissLINK: TEMP-S000266246
| Vendor | GLE/ VSO/ WeissLINK | GLE/ VSO/ WeissLINK | GLE/ VSO/ WeissLINK | GLE/ VSO/ WeissLINK | GLE/ VSO/ WeissLINK | GLE/ VSO/ WeissLINK
| MPN | GLE: WJE252581B VSO: N-802-000-00004007 WeissLINK: WRJ45-0633-G | GLE: WJE252581B VSO: N-802-000-00004007 WeissLINK: WRJ45-0633-G | GLE: WJE252581B VSO: N-802-000-00004007 WeissLINK: WRJ45-0633-G | GLE: WJE252581B VSO: N-802-000-00004007 WeissLINK: WRJ45-0633-G | GLE: WJE252581B VSO: N-802-000-00004007 WeissLINK: WRJ45-0633-G | GLE: WJE252581B VSO: N-802-000-00004007 WeissLINK: WRJ45-0633-G
| Quantity | 1 | 1 | 1 | 1 | 1 | 1
07- MGNT SW to CT_RJ45 MGNT cable w/o shields (2000mm), (Yellow) | FB PN | TBD | TBD | TBD | TBD | TBD | TBD
| ODM PN | GLE: TEMP-S000261052 VSO: TEMP-S000261055 WeissLINK: TEMP-S000266245 | GLE: TEMP-S000261052 VSO: TEMP-S000261055 WeissLINK: TEMP-S000266245 | GLE: TEMP-S000261052 VSO: TEMP-S000261055 WeissLINK: TEMP-S000266245 | GLE: TEMP-S000261052 VSO: TEMP-S000261055 WeissLINK: TEMP-S000266245 | GLE: TEMP-S000261052 VSO: TEMP-S000261055 WeissLINK: TEMP-S000266245 | GLE: TEMP-S000261052 VSO: TEMP-S000261055 WeissLINK: TEMP-S000266245
| Vendor | GLE/ VSO/ WeissLINK | GLE/ VSO/ WeissLINK | GLE/ VSO/ WeissLINK | GLE/ VSO/ WeissLINK | GLE/ VSO/ WeissLINK | GLE/ VSO/ WeissLINK
| MPN | GLE: WJE252582B VSO: N-802-000-00004008 WeissLINK: WRJ45-0634-G | GLE: WJE252582B VSO: N-802-000-00004008 WeissLINK: WRJ45-0634-G | GLE: WJE252582B VSO: N-802-000-00004008 WeissLINK: WRJ45-0634-G | GLE: WJE252582B VSO: N-802-000-00004008 WeissLINK: WRJ45-0634-G | GLE: WJE252582B VSO: N-802-000-00004008 WeissLINK: WRJ45-0634-G | GLE: WJE252582B VSO: N-802-000-00004008 WeissLINK: WRJ45-0634-G
| Quantity | 2 | 2 | 2 | 2 | 2 | 2
07- MGNT SW to CT_RJ45 MGNT cable w/o shields (2100mm), (Yellow) | FB PN | TBD | TBD | TBD | TBD | TBD | TBD
| ODM PN | GLE: TEMP-S000261059 VSO: TEMP-S000264084 WeissLINK: TEMP-S000266244 | GLE: TEMP-S000261059 VSO: TEMP-S000264084 WeissLINK: TEMP-S000266244 | GLE: TEMP-S000261059 VSO: TEMP-S000264084 WeissLINK: TEMP-S000266244 | GLE: TEMP-S000261059 VSO: TEMP-S000264084 WeissLINK: TEMP-S000266244 | GLE: TEMP-S000261059 VSO: TEMP-S000264084 WeissLINK: TEMP-S000266244 | GLE: TEMP-S000261059 VSO: TEMP-S000264084 WeissLINK: TEMP-S000266244
| Vendor | GLE/ VSO/ WeissLINK | GLE/ VSO/ WeissLINK | GLE/ VSO/ WeissLINK | GLE/ VSO/ WeissLINK | GLE/ VSO/ WeissLINK | GLE/ VSO/ WeissLINK
| MPN | GLE: WJE252583B VSO: N-802-000-00004009 WeissLINK: WRJ45-0635-G | GLE: WJE252583B VSO: N-802-000-00004009 WeissLINK: WRJ45-0635-G | GLE: WJE252583B VSO: N-802-000-00004009 WeissLINK: WRJ45-0635-G | GLE: WJE252583B VSO: N-802-000-00004009 WeissLINK: WRJ45-0635-G | GLE: WJE252583B VSO: N-802-000-00004009 WeissLINK: WRJ45-0635-G | GLE: WJE252583B VSO: N-802-000-00004009 WeissLINK: WRJ45-0635-G
| Quantity | 2 | 2 | 2 | 2 | 2 | 2
07- MGNT SW to CT_RJ45 MGNT cable w/o shields (2200mm), (Yellow) | FB PN | TBD | TBD | TBD | TBD | TBD | TBD
| ODM PN | GLE: TEMP-S000261067 VSO: TEMP-S000261068 WeissLINK: TEMP-S000266243 | GLE: TEMP-S000261067 VSO: TEMP-S000261068 WeissLINK: TEMP-S000266243 | GLE: TEMP-S000261067 VSO: TEMP-S000261068 WeissLINK: TEMP-S000266243 | GLE: TEMP-S000261067 VSO: TEMP-S000261068 WeissLINK: TEMP-S000266243 | GLE: TEMP-S000261067 VSO: TEMP-S000261068 WeissLINK: TEMP-S000266243 | GLE: TEMP-S000261067 VSO: TEMP-S000261068 WeissLINK: TEMP-S000266243
| Vendor | GLE/ VSO/ WeissLINK | GLE/ VSO/ WeissLINK | GLE/ VSO/ WeissLINK | GLE/ VSO/ WeissLINK | GLE/ VSO/ WeissLINK | GLE/ VSO/ WeissLINK
| MPN | GLE: WJE252584B VSO: N-802-000-00004010 WeissLINK: WRJ45-0636-G | GLE: WJE252584B VSO: N-802-000-00004010 WeissLINK: WRJ45-0636-G | GLE: WJE252584B VSO: N-802-000-00004010 WeissLINK: WRJ45-0636-G | GLE: WJE252584B VSO: N-802-000-00004010 WeissLINK: WRJ45-0636-G | GLE: WJE252584B VSO: N-802-000-00004010 WeissLINK: WRJ45-0636-G | GLE: WJE252584B VSO: N-802-000-00004010 WeissLINK: WRJ45-0636-G
| Quantity | 2 | 2 | 2 | 2 | 2 | 2
07- MGNT SW to NVSW_RJ45 MGNT cable w/o shields (1000mm), (Yellow) | FB PN | TBD | TBD | TBD | TBD | TBD | TBD
| ODM PN | GLE: TEMP-S000261072 VSO: TEMP-S000260614 WeissLINK: TEMP-S000266242 | GLE: TEMP-S000261072 VSO: TEMP-S000260614 WeissLINK: TEMP-S000266242 | GLE: TEMP-S000261072 VSO: TEMP-S000260614 WeissLINK: TEMP-S000266242 | GLE: TEMP-S000261072 VSO: TEMP-S000260614 WeissLINK: TEMP-S000266242 | GLE: TEMP-S000261072 VSO: TEMP-S000260614 WeissLINK: TEMP-S000266242 | GLE: TEMP-S000261072 VSO: TEMP-S000260614 WeissLINK: TEMP-S000266242
| Vendor | GLE/ VSO/ WeissLINK | GLE/ VSO/ WeissLINK | GLE/ VSO/ WeissLINK | GLE/ VSO/ WeissLINK | GLE/ VSO/ WeissLINK | GLE/ VSO/ WeissLINK
| MPN | GLE: WJE252576B VSO: N-802-000-00004002 WeissLINK: WRJ45-0627-G | GLE: WJE252576B VSO: N-802-000-00004002 WeissLINK: WRJ45-0627-G | GLE: WJE252576B VSO: N-802-000-00004002 WeissLINK: WRJ45-0627-G | GLE: WJE252576B VSO: N-802-000-00004002 WeissLINK: WRJ45-0627-G | GLE: WJE252576B VSO: N-802-000-00004002 WeissLINK: WRJ45-0627-G | GLE: WJE252576B VSO: N-802-000-00004002 WeissLINK: WRJ45-0627-G
| Quantity | 10 | 10 | 10 | 10 | 10 | 10
07- RJ45 CAT6 Cables w/ Shields (500mm), (White) | FB PN | TBD | TBD | TBD | TBD | TBD | TBD
| ODM PN | GLE: TEMP-S000260986 VSO: TEMP-S000260987 WeissLINK: TEMP-S000266241 | GLE: TEMP-S000260986 VSO: TEMP-S000260987 WeissLINK: TEMP-S000266241 | GLE: TEMP-S000260986 VSO: TEMP-S000260987 WeissLINK: TEMP-S000266241 | GLE: TEMP-S000260986 VSO: TEMP-S000260987 WeissLINK: TEMP-S000266241 | GLE: TEMP-S000260986 VSO: TEMP-S000260987 WeissLINK: TEMP-S000266241 | GLE: TEMP-S000260986 VSO: TEMP-S000260987 WeissLINK: TEMP-S000266241
| Vendor | GLE/ VSO/ WeissLINK | GLE/ VSO/ WeissLINK | GLE/ VSO/ WeissLINK | GLE/ VSO/ WeissLINK | GLE/ VSO/ WeissLINK | GLE/ VSO/ WeissLINK
| MPN | GLE: WJE252585B VSO: N-802-000-00004011 WeissLINK: WRJ45-0637-G | GLE: WJE252585B VSO: N-802-000-00004011 WeissLINK: WRJ45-0637-G | GLE: WJE252585B VSO: N-802-000-00004011 WeissLINK: WRJ45-0637-G | GLE: WJE252585B VSO: N-802-000-00004011 WeissLINK: WRJ45-0637-G | GLE: WJE252585B VSO: N-802-000-00004011 WeissLINK: WRJ45-0637-G | GLE: WJE252585B VSO: N-802-000-00004011 WeissLINK: WRJ45-0637-G
| Quantity | 10 | 10 | 10 | 10 | 10 | 10
07- RJ45 CAT6 Cables w/ Shields (2300mm), (White) | FB PN | TBD | TBD | TBD | TBD | TBD | TBD
| ODM PN | GLE: TEMP-S000260990 VSO: TEMP-S000260992 WeissLINK: TEMP-S000266240 | GLE: TEMP-S000260990 VSO: TEMP-S000260992 WeissLINK: TEMP-S000266240 | GLE: TEMP-S000260990 VSO: TEMP-S000260992 WeissLINK: TEMP-S000266240 | GLE: TEMP-S000260990 VSO: TEMP-S000260992 WeissLINK: TEMP-S000266240 | GLE: TEMP-S000260990 VSO: TEMP-S000260992 WeissLINK: TEMP-S000266240 | GLE: TEMP-S000260990 VSO: TEMP-S000260992 WeissLINK: TEMP-S000266240
| Vendor | GLE/ VSO/ WeissLINK | GLE/ VSO/ WeissLINK | GLE/ VSO/ WeissLINK | GLE/ VSO/ WeissLINK | GLE/ VSO/ WeissLINK | GLE/ VSO/ WeissLINK
| MPN | GLE: WJE252587B VSO: N-802-000-00004013 WeissLINK: WRJ45-0639-G | GLE: WJE252587B VSO: N-802-000-00004013 WeissLINK: WRJ45-0639-G | GLE: WJE252587B VSO: N-802-000-00004013 WeissLINK: WRJ45-0639-G | GLE: WJE252587B VSO: N-802-000-00004013 WeissLINK: WRJ45-0639-G | GLE: WJE252587B VSO: N-802-000-00004013 WeissLINK: WRJ45-0639-G | GLE: WJE252587B VSO: N-802-000-00004013 WeissLINK: WRJ45-0639-G
| Quantity | 4 | 4 | 4 | 4 | 4 | 4
07- BBU/PSU Modbus RJ45 CAT6 Cables w/ Shields (2100mm), (White) | FB PN | TBD | TBD | TBD | TBD | TBD | TBD
| ODM PN | GLE: TEMP-S000261002 VSO: TEMP-S000261004 WeissLINK: TEMP-S000266173 | GLE: TEMP-S000261002 VSO: TEMP-S000261004 WeissLINK: TEMP-S000266173 | GLE: TEMP-S000261002 VSO: TEMP-S000261004 WeissLINK: TEMP-S000266173 | GLE: TEMP-S000261002 VSO: TEMP-S000261004 WeissLINK: TEMP-S000266173 | GLE: TEMP-S000261002 VSO: TEMP-S000261004 WeissLINK: TEMP-S000266173 | GLE: TEMP-S000261002 VSO: TEMP-S000261004 WeissLINK: TEMP-S000266173
| Vendor | GLE/ VSO/ WeissLINK | GLE/ VSO/ WeissLINK | GLE/ VSO/ WeissLINK | GLE/ VSO/ WeissLINK | GLE/ VSO/ WeissLINK | GLE/ VSO/ WeissLINK
| MPN | GLE: WJE252586B VSO: N-802-000-00004012 WeissLINK: WRJ45-0638-G | GLE: WJE252586B VSO: N-802-000-00004012 WeissLINK: WRJ45-0638-G | GLE: WJE252586B VSO: N-802-000-00004012 WeissLINK: WRJ45-0638-G | GLE: WJE252586B VSO: N-802-000-00004012 WeissLINK: WRJ45-0638-G | GLE: WJE252586B VSO: N-802-000-00004012 WeissLINK: WRJ45-0638-G | GLE: WJE252586B VSO: N-802-000-00004012 WeissLINK: WRJ45-0638-G
| Quantity | 1 | 1 | 1 | 1 | 1 | 1
07- CBU SYNC RJ45 CAT6 Cables w/ Shields (2400mm), (White) | FB PN | TBD | TBD | TBD | TBD | TBD | TBD
| ODM PN | GLE: TEMP-S000261006 VSO: TEMP-S000261007 WeissLINK: TEMP-S000266172 | GLE: TEMP-S000261006 VSO: TEMP-S000261007 WeissLINK: TEMP-S000266172 | GLE: TEMP-S000261006 VSO: TEMP-S000261007 WeissLINK: TEMP-S000266172 | GLE: TEMP-S000261006 VSO: TEMP-S000261007 WeissLINK: TEMP-S000266172 | GLE: TEMP-S000261006 VSO: TEMP-S000261007 WeissLINK: TEMP-S000266172 | GLE: TEMP-S000261006 VSO: TEMP-S000261007 WeissLINK: TEMP-S000266172
| Vendor | GLE/ VSO/ WeissLINK | GLE/ VSO/ WeissLINK | GLE/ VSO/ WeissLINK | GLE/ VSO/ WeissLINK | GLE/ VSO/ WeissLINK | GLE/ VSO/ WeissLINK
| MPN | GLE: WJE252588B VSO: N-802-000-00004014 WeissLINK: WRJ45-0640-G | GLE: WJE252588B VSO: N-802-000-00004014 WeissLINK: WRJ45-0640-G | GLE: WJE252588B VSO: N-802-000-00004014 WeissLINK: WRJ45-0640-G | GLE: WJE252588B VSO: N-802-000-00004014 WeissLINK: WRJ45-0640-G | GLE: WJE252588B VSO: N-802-000-00004014 WeissLINK: WRJ45-0640-G | GLE: WJE252588B VSO: N-802-000-00004014 WeissLINK: WRJ45-0640-G
| Quantity | 1 | 1 | 1 | 1 | 1 | 1
07- BBU/PSU to CBU AC_Loss RJ45 CAT6 Cables w/ Shields (500mm), (Yellow) | FB PN | TBD | TBD | TBD | TBD | TBD | TBD
| ODM PN | GLE: TEMP-S000261014 VSO: TEMP-S000261017 WeissLINK: TEMP-S000266168 | GLE: TEMP-S000261014 VSO: TEMP-S000261017 WeissLINK: TEMP-S000266168 | GLE: TEMP-S000261014 VSO: TEMP-S000261017 WeissLINK: TEMP-S000266168 | GLE: TEMP-S000261014 VSO: TEMP-S000261017 WeissLINK: TEMP-S000266168 | GLE: TEMP-S000261014 VSO: TEMP-S000261017 WeissLINK: TEMP-S000266168 | GLE: TEMP-S000261014 VSO: TEMP-S000261017 WeissLINK: TEMP-S000266168
| Vendor | GLE/ VSO/ WeissLINK | GLE/ VSO/ WeissLINK | GLE/ VSO/ WeissLINK | GLE/ VSO/ WeissLINK | GLE/ VSO/ WeissLINK | GLE/ VSO/ WeissLINK
| MPN | GLE: WJE252589B VSO: N-802-000-00004015 WeissLINK: WRJ45-0641-G | GLE: WJE252589B VSO: N-802-000-00004015 WeissLINK: WRJ45-0641-G | GLE: WJE252589B VSO: N-802-000-00004015 WeissLINK: WRJ45-0641-G | GLE: WJE252589B VSO: N-802-000-00004015 WeissLINK: WRJ45-0641-G | GLE: WJE252589B VSO: N-802-000-00004015 WeissLINK: WRJ45-0641-G | GLE: WJE252589B VSO: N-802-000-00004015 WeissLINK: WRJ45-0641-G
| Quantity | 2 | 2 | 2 | 2 | 2 | 2
07- RMCv2 to CT - LSC MiniSAS-HD to RJ45 (1200mm) | FB PN | TBD | TBD | TBD | TBD | TBD | TBD
| ODM PN | TE: TEMP-S000261074 Bellwether: | TE: TEMP-S000261074 Bellwether: | TE: TEMP-S000261074 Bellwether: | TE: TEMP-S000261074 Bellwether: | TE: TEMP-S000261074 Bellwether: | TE: TEMP-S000261074 Bellwether:
| Vendor | TE/ Bellwether | TE/ Bellwether | TE/ Bellwether | TE/ Bellwether | TE/ Bellwether | TE/ Bellwether
| MPN | TE: 2512990-2 Bellwether: | TE: 2512990-2 Bellwether: | TE: 2512990-2 Bellwether: | TE: 2512990-2 Bellwether: | TE: 2512990-2 Bellwether: | TE: 2512990-2 Bellwether:
| Quantity | 1 | 1 | 1 | 1 | 1 | 1
07- RMCv2 to CT - LSC MiniSAS-HD to RJ45 (1400mm) | FB PN | TBD | TBD | TBD | TBD | TBD | TBD
| ODM PN | TE: TEMP-S000260623 Bellwether: | TE: TEMP-S000260623 Bellwether: | TE: TEMP-S000260623 Bellwether: | TE: TEMP-S000260623 Bellwether: | TE: TEMP-S000260623 Bellwether: | TE: TEMP-S000260623 Bellwether:
| Vendor | TE/ Bellwether | TE/ Bellwether | TE/ Bellwether | TE/ Bellwether | TE/ Bellwether | TE/ Bellwether
| MPN | TE: 2512990-3 Bellwether: | TE: 2512990-3 Bellwether: | TE: 2512990-3 Bellwether: | TE: 2512990-3 Bellwether: | TE: 2512990-3 Bellwether: | TE: 2512990-3 Bellwether:
| Quantity | 1 | 1 | 1 | 1 | 1 | 1
07- RMCv2 to CT - LSC MiniSAS-HD to RJ45 (1500mm) | FB PN | TBD | TBD | TBD | TBD | TBD | TBD
| ODM PN | TE: TEMP-S000261077 Bellwether: | TE: TEMP-S000261077 Bellwether: | TE: TEMP-S000261077 Bellwether: | TE: TEMP-S000261077 Bellwether: | TE: TEMP-S000261077 Bellwether: | TE: TEMP-S000261077 Bellwether:
| Vendor | TE/ Bellwether | TE/ Bellwether | TE/ Bellwether | TE/ Bellwether | TE/ Bellwether | TE/ Bellwether
| MPN | TE: 2512990-4 Bellwether: | TE: 2512990-4 Bellwether: | TE: 2512990-4 Bellwether: | TE: 2512990-4 Bellwether: | TE: 2512990-4 Bellwether: | TE: 2512990-4 Bellwether:
| Quantity | 1 | 1 | 1 | 1 | 1 | 1
07- RMCv2 to CT - LSC MiniSAS-HD to RJ45 (2100mm) | FB PN | TBD | TBD | TBD | TBD | TBD | TBD
| ODM PN | TE: TEMP-S000260624 Bellwether: | TE: TEMP-S000260624 Bellwether: | TE: TEMP-S000260624 Bellwether: | TE: TEMP-S000260624 Bellwether: | TE: TEMP-S000260624 Bellwether: | TE: TEMP-S000260624 Bellwether:
| Vendor | TE/ Bellwether | TE/ Bellwether | TE/ Bellwether | TE/ Bellwether | TE/ Bellwether | TE/ Bellwether
| MPN | TE: 2512990-7 Bellwether: | TE: 2512990-7 Bellwether: | TE: 2512990-7 Bellwether: | TE: 2512990-7 Bellwether: | TE: 2512990-7 Bellwether: | TE: 2512990-7 Bellwether:
| Quantity | 1 | 1 | 1 | 1 | 1 | 1
07- RMCv2 to CT - LSC MiniSAS-HD to RJ45 (2200mm) | FB PN | TBD | TBD | TBD | TBD | TBD | TBD
| ODM PN | TE: TEMP-S000261079 Bellwether: | TE: TEMP-S000261079 Bellwether: | TE: TEMP-S000261079 Bellwether: | TE: TEMP-S000261079 Bellwether: | TE: TEMP-S000261079 Bellwether: | TE: TEMP-S000261079 Bellwether:
| Vendor | TE/ Bellwether | TE/ Bellwether | TE/ Bellwether | TE/ Bellwether | TE/ Bellwether | TE/ Bellwether
| MPN | TE: 2512990-8 Bellwether: | TE: 2512990-8 Bellwether: | TE: 2512990-8 Bellwether: | TE: 2512990-8 Bellwether: | TE: 2512990-8 Bellwether: | TE: 2512990-8 Bellwether:
| Quantity | 1 | 1 | 1 | 1 | 1 | 1
07- RMCv2 to NVSW - LSC MiniSAS-HD to RJ45 (1700mm) | FB PN | TBD | TBD | TBD | TBD | TBD | TBD
| ODM PN | TE: TEMP-S000261080 Bellwether: | TE: TEMP-S000261080 Bellwether: | TE: TEMP-S000261080 Bellwether: | TE: TEMP-S000261080 Bellwether: | TE: TEMP-S000261080 Bellwether: | TE: TEMP-S000261080 Bellwether:
| Vendor | TE/ Bellwether | TE/ Bellwether | TE/ Bellwether | TE/ Bellwether | TE/ Bellwether | TE/ Bellwether
| MPN | TE: 2512990-5 Bellwether: | TE: 2512990-5 Bellwether: | TE: 2512990-5 Bellwether: | TE: 2512990-5 Bellwether: | TE: 2512990-5 Bellwether: | TE: 2512990-5 Bellwether:
| Quantity | 1 | 1 | 1 | 1 | 1 | 1
07- RMCv2 to NVSW - LSC MiniSAS-HD to RJ45 (1900mm) | FB PN | TBD | TBD | TBD | TBD | TBD | TBD
| ODM PN | TE: TEMP-S000260635 Bellwether: | TE: TEMP-S000260635 Bellwether: | TE: TEMP-S000260635 Bellwether: | TE: TEMP-S000260635 Bellwether: | TE: TEMP-S000260635 Bellwether: | TE: TEMP-S000260635 Bellwether:
| Vendor | TE/ Bellwether | TE/ Bellwether | TE/ Bellwether | TE/ Bellwether | TE/ Bellwether | TE/ Bellwether
| MPN | TE: 2512990-6 Bellwether: | TE: 2512990-6 Bellwether: | TE: 2512990-6 Bellwether: | TE: 2512990-6 Bellwether: | TE: 2512990-6 Bellwether: | TE: 2512990-6 Bellwether:
| Quantity | 1 | 1 | 1 | 1 | 1 | 1
Termination plug, 120 ohm | FB PN | TBD | TBD | TBD | TBD | TBD | TBD
| ODM PN | TEMP-S000227590 | TEMP-S000227590 | TEMP-S000227590 | TEMP-S000227590 | TEMP-S000227590 | TEMP-S000227590
| Vendor | Amphenol | Amphenol | Amphenol | Amphenol | Amphenol | Amphenol
| MPN | RJP-1MF-0002-HF | RJP-1MF-0002-HF | RJP-1MF-0002-HF | RJP-1MF-0002-HF | RJP-1MF-0002-HF | RJP-1MF-0002-HF
| Quantity | 3 | 3 | 3 | 3 | 3 | 3
2_CABLE-CLIP-SIDE-PANEL-2_CLC.prt | FB PN | TBD | TBD | TBD | TBD | TBD | TBD
| ODM PN | 1B61K5700-600-G | 1B61K5700-600-G | 1B61K5700-600-G | 1B61K5700-600-G | 1B61K5700-600-G | 1B61K5700-600-G
| Vendor | FOXCONN/EPDV | FOXCONN/EPDV | FOXCONN/EPDV | FOXCONN/EPDV | FOXCONN/EPDV | FOXCONN/EPDV
| MPN | 1B61K5700-600-G | 1B61K5700-600-G | 1B61K5700-600-G | 1B61K5700-600-G | 1B61K5700-600-G | 1B61K5700-600-G
| Quantity | 16 | 16 | 16 | 16 | 16 | 16
Leak sensor - RMCv2 to RMF | FB PN | 07-100968 | 07-100968 | 07-100968 | 07-100968 | 07-100968 | 07-100968
| ODM PN | Amphenol: 3510ABV00-245-G VSO: TEMP-S000260659 Molex: TEMP-S000232705 | Amphenol: 3510ABV00-245-G VSO: TEMP-S000260659 Molex: TEMP-S000232705 | Amphenol: 3510ABV00-245-G VSO: TEMP-S000260659 Molex: TEMP-S000232705 | Amphenol: 3510ABV00-245-G VSO: TEMP-S000260659 Molex: TEMP-S000232705 | Amphenol: 3510ABV00-245-G VSO: TEMP-S000260659 Molex: TEMP-S000232705 | Amphenol: 3510ABV00-245-G VSO: TEMP-S000260659 Molex: TEMP-S000232705
| Vendor | Amphenol/ VSO/ Molex | Amphenol/ VSO/ Molex | Amphenol/ VSO/ Molex | Amphenol/ VSO/ Molex | Amphenol/ VSO/ Molex | Amphenol/ VSO/ Molex
| MPN | Amphenol: HWHHW-AW42 VSO: N-802-000-00004016 Molex: 686031211 | Amphenol: HWHHW-AW42 VSO: N-802-000-00004016 Molex: 686031211 | Amphenol: HWHHW-AW42 VSO: N-802-000-00004016 Molex: 686031211 | Amphenol: HWHHW-AW42 VSO: N-802-000-00004016 Molex: 686031211 | Amphenol: HWHHW-AW42 VSO: N-802-000-00004016 Molex: 686031211 | Amphenol: HWHHW-AW42 VSO: N-802-000-00004016 Molex: 686031211
| Quantity | 4 | 4 | 4 | 4 | 4 | 4
1OU Pizza Box | FB PN | 05-000676 | 05-000676 | 05-000676 | 05-000676 | 05-000676 | 05-000676
| ODM PN | TEMP-S000223211 | TEMP-S000223211 | TEMP-S000223211 | TEMP-S000223211 | TEMP-S000223211 | TEMP-S000223211
| Vendor | Blue Rose Packaging | Blue Rose Packaging | Blue Rose Packaging | Blue Rose Packaging | Blue Rose Packaging | Blue Rose Packaging
| MPN | BRP-61425.ARB | BRP-61425.ARB | BRP-61425.ARB | BRP-61425.ARB | BRP-61425.ARB | BRP-61425.ARB
| Quantity | 1 | 1 | 1 | 1 | 1 | 1
2OU Pizza Box | FB PN | 05-000677 | 05-000677 | 05-000677 | 05-000677 | 05-000677 | 05-000677
| ODM PN | TEMP-S000223212 | TEMP-S000223212 | TEMP-S000223212 | TEMP-S000223212 | TEMP-S000223212 | TEMP-S000223212
| Vendor | Blue Rose Packaging | Blue Rose Packaging | Blue Rose Packaging | Blue Rose Packaging | Blue Rose Packaging | Blue Rose Packaging
| MPN | BRP-63320.ARB | BRP-63320.ARB | BRP-63320.ARB | BRP-63320.ARB | BRP-63320.ARB | BRP-63320.ARB
| Quantity | 1 | 1 | 1 | 1 | 1 | 1
Crated Version Packaging (For IGS EPD2) | FB PN | TBD | TBD | TBD | TBD | TBD | TBD
| ODM PN | 373-0916 | 373-0916 | 373-0916 | 373-0916 | 373-0916 | 373-0916
| Vendor | Transpak | Transpak | Transpak | Transpak | Transpak | Transpak
| MPN | 373-0916 | 373-0916 | 373-0916 | 373-0916 | 373-0916 | 373-0916
| Quantity | 1 | 1 | 1 | 1 | 1 | 1
Crate-less Packaging(For GDL) | FB PN | TBD | TBD | TBD | TBD | TBD | TBD
| ODM PN | TEMP-S000264833 | TEMP-S000264833 | TEMP-S000264833 | TEMP-S000264833 | TEMP-S000264833 | TEMP-S000264833
| Vendor | Transpak | Transpak | Transpak | Transpak | Transpak | Transpak
| MPN | 373-0865 | 373-0865 | 373-0865 | 373-0865 | 373-0865 | 373-0865
| Quantity | 1 | 1 | 1 | 1 | 1 | 1
Remark | Update
TBD
Delete

## PVT2- L11 Build Matrix-NSF (hidden)
For Meta
For Ingrasys
Ingrasys | Configuration | Config A | Config B | Config C | Config D | Config E | Config F | Config G | Config H | Meta Comments | Ingrasys Note
| Description | Rack Manifold : Cooler Master PVT1- 5.5K PSU/Power Shelf : AEI PVT2- 5.5K PSU/Power Shelf : AEI 800G DAC : Amphenol AEC : Credo RMC: Quanta | Rack Manifold : AVC PVT1- 5.5K PSU/Power Shelf : Delta PVT2- 5.5K PSU/Power Shelf : Delta 800G DAC : TE AEC : Molex RMC: Quanta | Rack Manifold : Auras PVT1- 5.5K PSU/Power Shelf : AEI PVT2- 5.5K PSU/Power Shelf : AEI 800G DAC : Molex AEC : Ampheno RMC: Quanta | Rack Manifold : Cooler Master PVT1- 5.5K PSU/Power Shelf : Delta PVT2- 5.5K PSU/Power Shelf : Delta 800G DAC : Amphenol AEC : Credo RMC: Quanta | Rack Manifold : Cooler Master PVT1- 5.5K PSU/Power Shelf : AEI PVT2- 5.5K PSU/Power Shelf : AEI 800G DAC : Amphenol AEC : Credo RMC: Ingrasys | Rack Manifold : AVC PVT1- 5.5K PSU/Power Shelf : Delta PVT2- 5.5K PSU/Power Shelf : Delta 800G DAC : TE AEC : Molex RMC: Ingrasys | Rack Manifold : Auras PVT1- 5.5K PSU/Power Shelf : AEI PVT2- 5.5K PSU/Power Shelf : AEI 800G DAC : Molex AEC : Ampheno RMC: Ingrasys | Rack Manifold : Cooler Master PVT1- 5.5K PSU/Power Shelf : Delta PVT2- 5.5K PSU/Power Shelf : Delta 800G DAC : Amphenol AEC : Credo RMC: Ingrasys
| Rack Qty | 1 | 1 | 1 | 1 | 1 | 1 | 1 | 1
Meta Clemente_L11 Rack ASSY, NSF | FBPN | 15-103031 | 15-103032 | 15-103033 | 15-103034 | 15-103024 | 15-103025 | 15-103026 | 15-103027
| ODM PN | 1A72GA900-600-G | 1A72GA900-600-G | 1A72GA900-600-G | 1A72GA900-600-G | 1A72GA900-600-G | 1A72GA900-600-G | 1A72GA900-600-G | 1A72GA900-600-G
01- CI Compute Tray Assy | ODM PN | 1A72G4C00-600-G (Samsung) 1A72G4D00-600-G (Micron) 1A72G4A00-600-G (WD) | 1A72G4C00-600-G (Samsung) 1A72G4D00-600-G (Micron) 1A72G4A00-600-G (WD) | 1A72G4C00-600-G (Samsung) 1A72G4D00-600-G (Micron) 1A72G4A00-600-G (WD) | 1A72G4C00-600-G (Samsung) 1A72G4D00-600-G (Micron) 1A72G4A00-600-G (WD) | 1A72G4C00-600-G (Samsung) 1A72G4D00-600-G (Micron) 1A72G4A00-600-G (WD) | 1A72G4C00-600-G (Samsung) 1A72G4D00-600-G (Micron) 1A72G4A00-600-G (WD) | 1A72G4C00-600-G (Samsung) 1A72G4D00-600-G (Micron) 1A72G4A00-600-G (WD) | 1A72G4C00-600-G (Samsung) 1A72G4D00-600-G (Micron) 1A72G4A00-600-G (WD) |  | 4x 8TB E1.S 25mm data drives are not configured, is this normal?
| FB PN | 01-101313 (Samsung) | 01-101314 (Micron) | 01-101315 (WD) | 01-101315 | 01-101313 (Samsung) | 01-101314 (Micron) | 01-101315 (WD) | 01-101313 01-101315
| Quantity | 18 | 18 | 18 | 18 | 18 | 18 | 18 | 18
01- CI RMC Tray Assy (IGS) | ODM PN | Quanta : TEMP-S000235726(FAB4) | Quanta : TEMP-S000235726(FAB4) | Quanta : TEMP-S000235726(FAB4) | Quanta : TEMP-S000235726(FAB4) |  |  |  |  | Need ODMPN for 01-101333 | Michael hopes that RMC will differentiate IGS and Quanta and each get an independent FBPN
| FB PN | 01-101332 | 01-101332 | 01-101332 | 01-101332 | 01-101333 | 01-101333 | 01-101333 | 01-101333 |  | need change?
| Vendor | Qunta | Qunta | Qunta | Qunta | Foxconn | Foxconn | Foxconn | Foxconn
| MPN | Quanta : 3RL05MA00A0(FAB4) | Quanta : 3RL05MA00A0(FAB4) | Quanta : 3RL05MA00A0(FAB4) | Quanta : 3RL05MA00A0(FAB4) | FXN - IGS : 1A72GK400-600-G(FAB4) | FXN - IGS : 1A72GK400-600-G(FAB4) | FXN - IGS : 1A72GK400-600-G(FAB4) | FXN - IGS : 1A72GK400-600-G(FAB4)
| Quantity | 1 | 1 | 1 | 1 | 1 | 1 | 1 | 1
20 - CI NVSO Tray Assy | ODM PN | TEMP-S000228117 | TEMP-S000228117 | TEMP-S000228117 | TEMP-S000228117 | TEMP-S000228117 | TEMP-S000228117 | TEMP-S000228117 | TEMP-S000228117 |  | Do we need to create a new ODM PN?
| FB PN | 20-100201 | 20-100201 | 20-100201 | 20-100201 | 20-100201 | 20-100201 | 20-100201 | 20-100201 |  | No, TEMP-S000228117 wasn't on 20-100201 prior to this update. It is added now.
| Vendor | NVIDIA | NVIDIA | NVIDIA | NVIDIA | NVIDIA | NVIDIA | NVIDIA | NVIDIA
| MPN | 920-9K33R-00MV-GS0 | 920-9K33R-00MV-GS0 | 920-9K33R-00MV-GS0 | 920-9K33R-00MV-GS0 | 920-9K33R-00MV-GS0 | 920-9K33R-00MV-GS0 | 920-9K33R-00MV-GS0 | 920-9K33R-00MV-GS0
| Quantity | 9 | 9 | 9 | 9 | 9 | 9 | 9 | 9
55 - Rack & Power Sub-assy, PVT, NSF | ODM PN | 1A72GK500-600-GNS |  | 1A72GK500-600-GNS |  | 1A72GK500-600-GNS |  | 1A72GK500-600-GNS |  | Need ODM PN
| FB PN | 55-100207 | 55-100223 | 55-100207 | 55-100223 | 55-100207 | 55-100223 | 55-100207 | 55-100223
| Vendor | FOXCONN/EPD2 | FOXCONN/EPD2 | FOXCONN/EPD2 | FOXCONN/EPD2 | FOXCONN/EPD2 | FOXCONN/EPD2 | FOXCONN/EPD2 | FOXCONN/EPD2
| MPN | 1A72GK500-600-GNS |  | 1A72GK500-600-GNS |  | 1A72GK500-600-GNS |  | 1A72GK500-600-GNS
| Quantity | 1 | 1 | 1 | 1 | 1 | 1 | 1 | 1
06- IT Rack Frame | ODM PN | TEMP-S000229614 | TEMP-S000229614 | TEMP-S000229614 | TEMP-S000229614 | TEMP-S000229614 | TEMP-S000229614 | TEMP-S000229614 | TEMP-S000229614
| FB PN | 06-100018 | 06-100018 | 06-100018 | 06-100018 | 06-100018 | 06-100018 | 06-100018 | 06-100018
| Vendor | Rittal | Rittal | Rittal | Rittal | Rittal | Rittal | Rittal | Rittal
| MPN | 7844664 | 7844664 | 7844664 | 7844664 | 7844664 | 7844664 | 7844664 | 7844664
| Quantity | 1 | 1 | 1 | 1 | 1 | 1 | 1 | 1
Canister | ODM PN | 1A72B7000-600-G2 | 1A72B7000-600-G2 | 1A72B7000-600-G2 | 1A72B7000-600-G2 | 1A72B7000-600-G2 | 1A72B7000-600-G2 | 1A72B7000-600-G2 | 1A72B7000-600-G2
| FB PN | 27-100238 | 27-100238 | 27-100238 | 27-100238 | 27-100238 | 27-100238 | 27-100238 | 27-100238
| Quantity | 1 | 1 | 1 | 1 | 1 | 1 | 1 | 1
Cable Cartridge (Left/Right) | ODM PN | TEMP-S000224304 | TEMP-S000224304 | TEMP-S000224304 | TEMP-S000224304 | TEMP-S000224304 | TEMP-S000224304 | TEMP-S000224304 | TEMP-S000224304
| FB PN | 07-100580 | 07-100580 | 07-100580 | 07-100580 | 07-100580 | 07-100580 | 07-100580 | 07-100580
| Vendor | NVIDIA | NVIDIA | NVIDIA | NVIDIA | NVIDIA | NVIDIA | NVIDIA | NVIDIA
| MPN | 965-24972-0020-000 | 965-24972-0020-000 | 965-24972-0020-000 | 965-24972-0020-000 | 965-24972-0020-000 | 965-24972-0020-000 | 965-24972-0020-000 | 965-24972-0020-000
| Quantity | 4 | 4 | 4 | 4 | 4 | 4 | 4 | 4
27- ORV3 power shelf rail | ODM PN | TEMP-S000222271 | TEMP-S000222271 | TEMP-S000222271 | TEMP-S000222271 | TEMP-S000222271 | TEMP-S000222271 | TEMP-S000222271 | TEMP-S000222271
| FB PN | 27-001501 | 27-001501 | 27-001501 | 27-001501 | 27-001501 | 27-001501 | 27-001501 | 27-001501
| Vendor | Rittal | Rittal | Rittal | Rittal | Rittal | Rittal | Rittal | Rittal
| MPN | 7844557 | 7844557 | 7844557 | 7844557 | 7844557 | 7844557 | 7844557 | 7844557
| Quantity | 8 | 8 | 8 | 8 | 8 | 8 | 8 | 8
27- ORV3 IT rail | ODM PN | TEMP-S000222274 | TEMP-S000222274 | TEMP-S000222274 | TEMP-S000222274 | TEMP-S000222274 | TEMP-S000222274 | TEMP-S000222274 | TEMP-S000222274
| FB PN | 27-001499 | 27-001499 | 27-001499 | 27-001499 | 27-001499 | 27-001499 | 27-001499 | 27-001499
| Vendor | Rittal | Rittal | Rittal | Rittal | Rittal | Rittal | Rittal | Rittal
| MPN | 7844556 | 7844556 | 7844556 | 7844556 | 7844556 | 7844556 | 7844556 | 7844556
| Quantity | 3 | 3 | 3 | 3 | 3 | 3 | 3 | 3
27- MiniPack3 Railkit | ODM PN | TEMP-S000227145 | TEMP-S000227145 | TEMP-S000227145 | TEMP-S000227145 | TEMP-S000227145 | TEMP-S000227145 | TEMP-S000227145 | TEMP-S000227145
| FB PN | 27-001629 | 27-001629 | 27-001629 | 27-001629 | 27-001629 | 27-001629 | 27-001629 | 27-001629
| Vendor | KingSlide | KingSlide | KingSlide | KingSlide | KingSlide | KingSlide | KingSlide | KingSlide
| MPN | U602-625-IM | U602-625-IM | U602-625-IM | U602-625-IM | U602-625-IM | U602-625-IM | U602-625-IM | U602-625-IM
| Quantity | 1 | 1 | 1 | 1 | 1 | 1 | 1 | 1
27- L10 system rail kit | ODM PN | KS1: TEMP-S000222734 KS2: TEMP-S000222735 KS3: TEMP-S000222736 | KS1: TEMP-S000222734 KS2: TEMP-S000222735 KS3: TEMP-S000222736 | KS1: TEMP-S000222734 KS2: TEMP-S000222735 KS3: TEMP-S000222736 | KS1: TEMP-S000222734 KS2: TEMP-S000222735 KS3: TEMP-S000222736 | KS1: TEMP-S000222734 KS2: TEMP-S000222735 KS3: TEMP-S000222736 | KS1: TEMP-S000222734 KS2: TEMP-S000222735 KS3: TEMP-S000222736 | KS1: TEMP-S000222734 KS2: TEMP-S000222735 KS3: TEMP-S000222736 | KS1: TEMP-S000222734 KS2: TEMP-S000222735 KS3: TEMP-S000222736
| FB PN | 27-100239 | 27-100239 | 27-100239 | 27-100239 | 27-100239 | 27-100239 | 27-100239 | 27-100239
| Vendor | Kingslide | Kingslide | Kingslide | Kingslide | Kingslide | Kingslide | Kingslide | Kingslide
| MPN | Kingslide1: A5682627DPZZBNQ Kingslide2: A5682627DPZZANQ Kingslide3: A5682627CPZZ1NP | Kingslide1: A5682627DPZZBNQ Kingslide2: A5682627DPZZANQ Kingslide3: A5682627CPZZ1NP | Kingslide1: A5682627DPZZBNQ Kingslide2: A5682627DPZZANQ Kingslide3: A5682627CPZZ1NP | Kingslide1: A5682627DPZZBNQ Kingslide2: A5682627DPZZANQ Kingslide3: A5682627CPZZ1NP | Kingslide1: A5682627DPZZBNQ Kingslide2: A5682627DPZZANQ Kingslide3: A5682627CPZZ1NP | Kingslide1: A5682627DPZZBNQ Kingslide2: A5682627DPZZANQ Kingslide3: A5682627CPZZ1NP | Kingslide1: A5682627DPZZBNQ Kingslide2: A5682627DPZZANQ Kingslide3: A5682627CPZZ1NP | Kingslide1: A5682627DPZZBNQ Kingslide2: A5682627DPZZANQ Kingslide3: A5682627CPZZ1NP
| Quantity | 27 | 27 | 27 | 27 | 27 | 27 | 27 | 27
DVT cold rack manifold | ODM PN | TEMP-S000227453(CPC) TEMP-S000230373(Danfoss) TEMP-S000230374(Parker) | TEMP-S000232114(CPC) TEMP-S000232115(Danfoss) TEMP-S000232116(Parker) | TEMP-S000230502(CPC) TEMP-S000230503(Danfoss) TEMP-S000231831(Parker) | TEMP-S000227453(CPC) TEMP-S000230373(Danfoss) TEMP-S000230374(Parker) | TEMP-S000227453(CPC) TEMP-S000230373(Danfoss) TEMP-S000230374(Parker) | TEMP-S000232114(CPC) TEMP-S000232115(Danfoss) TEMP-S000232116(Parker) | TEMP-S000230502(CPC) TEMP-S000230503(Danfoss) TEMP-S000231831(Parker) | TEMP-S000227453(CPC) TEMP-S000230373(Danfoss) TEMP-S000230374(Parker) |  | Update CPC, Danfoss, Parker describe.
| FB PN | 27-100381 | 27-100381 | 27-100381 | 27-100381 | 27-100381 | 27-100381 | 27-100381 | 27-100381
| Vendor | Cooler Master | AVC | Auras | Cooler Master | Cooler Master | AVC | Auras | Cooler Master
| MPN | Cooler Master : LC-05124-01-GP2S1(CPC) Cooler Master : LC-05250-01-GP2S1(Danfoss) Cooler Master : LC-05251-01-GP2S1(Parker) | AVC : SFA4890001(CPC) AVC : SFA4360001(Danfoss) AVC : SFA4920001(Parker) | Auras : 0S53B00059(CPC) Auras : 0S53B00072(Danfoss) Auras : 0S53B00084(Parker) | Cooler Master : LC-05124-01-GP2S1(CPC) Cooler Master : LC-05250-01-GP2S1(Danfoss) Cooler Master : LC-05251-01-GP2S1(Parker) | Cooler Master : LC-05124-01-GP2S1(CPC) Cooler Master : LC-05250-01-GP2S1(Danfoss) Cooler Master : LC-05251-01-GP2S1(Parker) | AVC : SFA4890001(CPC) AVC : SFA4360001(Danfoss) AVC : SFA4920001(Parker) | Auras : 0S53B00059(CPC) Auras : 0S53B00072(Danfoss) Auras : 0S53B00084(Parker) | Cooler Master : LC-05124-01-GP2S1(CPC) Cooler Master : LC-05250-01-GP2S1(Danfoss) Cooler Master : LC-05251-01-GP2S1(Parker) |  | Update CPC, Danfoss, Parker describe.
| Quantity | 1 | 1 | 1 | 1 | 1 | 1 | 1 | 1
DVT hot rack manifold | ODM PN | TEMP-S000227454(CPC) TEMP-S000230375(Danfoss) TEMP-S000230376(Parker) | TEMP-S000232117(CPC) TEMP-S000232118(Danfoss) TEMP-S000232119(Parker) | TEMP-S000230504(CPC) TEMP-S000230505(Danfoss) TEMP-S000231832(Parker) | TEMP-S000227454(CPC) TEMP-S000230375(Danfoss) TEMP-S000230376(Parker) | TEMP-S000227454(CPC) TEMP-S000230375(Danfoss) TEMP-S000230376(Parker) | TEMP-S000232117(CPC) TEMP-S000232118(Danfoss) TEMP-S000232119(Parker) | TEMP-S000230504(CPC) TEMP-S000230505(Danfoss) TEMP-S000231832(Parker) | TEMP-S000227454(CPC) TEMP-S000230375(Danfoss) TEMP-S000230376(Parker) |  | Update CPC, Danfoss, Parker describe.
| FB PN | 27-100380 | 27-100380 | 27-100380 | 27-100380 | 27-100380 | 27-100380 | 27-100380 | 27-100380
| Vendor | Cooler Master | AVC | Auras | Cooler Master | Cooler Master | AVC | Auras | Cooler Master
| MPN | Cooler Master : LC-05125-01-GP2S1(CPC) Cooler Master : LC-05252-01-GP2S1(Danfoss) Cooler Master : LC-05253-01-GP2S1(Parker) | AVC : SFA4880001(CPC) AVC : SFA4370001(Danfoss) AVC : SFA4930001(Parker) | Auras : 0S53B00060(CPC) Auras : 0S53B00073(Danfoss) Auras : 0S53B00085(Parker) | Cooler Master : LC-05125-01-GP2S1(CPC) Cooler Master : LC-05252-01-GP2S1(Danfoss) Cooler Master : LC-05253-01-GP2S1(Parker) | Cooler Master : LC-05125-01-GP2S1(CPC) Cooler Master : LC-05252-01-GP2S1(Danfoss) Cooler Master : LC-05253-01-GP2S1(Parker) | AVC : SFA4880001(CPC) AVC : SFA4370001(Danfoss) AVC : SFA4930001(Parker) | Auras : 0S53B00060(CPC) Auras : 0S53B00073(Danfoss) Auras : 0S53B00085(Parker) | Cooler Master : LC-05125-01-GP2S1(CPC) Cooler Master : LC-05252-01-GP2S1(Danfoss) Cooler Master : LC-05253-01-GP2S1(Parker) |  | Update CPC, Danfoss, Parker describe.
| Quantity | 1 | 1 | 1 | 1 | 1 | 1 | 1 | 1
DVT hose kit cold 4ft | ODM PN | TEMP-S000230377 | TEMP-S000233230 | TEMP-S000231833 | TEMP-S000230377 | TEMP-S000230377 | TEMP-S000233230 | TEMP-S000231833 | TEMP-S000230377 |  | Add this item from DVT Build Matrix
| FB PN | 27-100422 | 27-100422 | 27-100422 | 27-100422 | 27-100422 | 27-100422 | 27-100422 | 27-100422
| Vendor | Cooler Master | AVC | Auras | Cooler Master | Cooler Master | AVC | Auras | Cooler Master
| MPN | Cooler Master : LC-05191-01-GP2S2 | AVC : SFA5480001 | Auras : 0S53B00086 | Cooler Master : LC-05191-01-GP2S2 | Cooler Master : LC-05191-01-GP2S2 | AVC : SFA5480001 | Auras : 0S53B00086 | Cooler Master : LC-05191-01-GP2S2
| Quantity | 1 | 1 | 1 | 1 | 1 | 1 | 1 | 1
DVT hose kit cold 6ft | ODM PN | TEMP-S000230378 | TEMP-S000233232 | TEMP-S000231834 | TEMP-S000230378 | TEMP-S000230378 | TEMP-S000233232 | TEMP-S000231834 | TEMP-S000230378 |  | Add this item from DVT Build Matrix
| FB PN | 27-100421 | 27-100421 | 27-100421 | 27-100421 | 27-100421 | 27-100421 | 27-100421 | 27-100421
| Vendor | Cooler Master | AVC | Auras | Cooler Master | Cooler Master | AVC | Auras | Cooler Master
| MPN | Cooler Master : LC-05193-01-GP2S2 | AVC : SFA5490001 | Auras : 0S53B00087 | Cooler Master : LC-05193-01-GP2S2 | Cooler Master : LC-05193-01-GP2S2 | AVC : SFA5490001 | Auras : 0S53B00087 | Cooler Master : LC-05193-01-GP2S2
| Quantity | 2 | 2 | 2 | 2 | 2 | 2 | 2 | 2
DVT hose kit hot 4ft | ODM PN | TEMP-S000230380 | TEMP-S000233233 | TEMP-S000231835 | TEMP-S000230380 | TEMP-S000230380 | TEMP-S000233233 | TEMP-S000231835 | TEMP-S000230380 |  | Add this item from DVT Build Matrix
| FB PN | 27-100424 | 27-100424 | 27-100424 | 27-100424 | 27-100424 | 27-100424 | 27-100424 | 27-100424
| Vendor | Cooler Master | AVC | Auras | Cooler Master | Cooler Master | AVC | Auras | Cooler Master
| MPN | Cooler Master : LC-05192-01-GP2S2 | AVC : SFA5460001 | Auras : 0S53B00088 | Cooler Master : LC-05192-01-GP2S2 | Cooler Master : LC-05192-01-GP2S2 | AVC : SFA5460001 | Auras : 0S53B00088 | Cooler Master : LC-05192-01-GP2S2
| Quantity | 1 | 1 | 1 | 1 | 1 | 1 | 1 | 1
DVT hose kit hot 6ft | ODM PN | TEMP-S000230381 | TEMP-S000233234 | TEMP-S000231836 | TEMP-S000230381 | TEMP-S000230381 | TEMP-S000233234 | TEMP-S000231836 | TEMP-S000230381 |  | Add this item from DVT Build Matrix
| FB PN | 27-100423 | 27-100423 | 27-100423 | 27-100423 | 27-100423 | 27-100423 | 27-100423 | 27-100423
| Vendor | Cooler Master | AVC | Auras | Cooler Master | Cooler Master | AVC | Auras | Cooler Master
| MPN | Cooler Master : LC-05194-01-GP2S2 | AVC : SFA5470001 | Auras : 0S53B00089 | Cooler Master : LC-05194-01-GP2S2 | Cooler Master : LC-05194-01-GP2S2 | AVC : SFA5470001 | Auras : 0S53B00089 | Cooler Master : LC-05194-01-GP2S2
| Quantity | 2 | 2 | 2 | 2 | 2 | 2 | 2 | 2
14- Power Shelf | ODM PN | TEMP-S000225752 | TEMP-S000222275 | TEMP-S000225752 | TEMP-S000222275 | TEMP-S000225752 | TEMP-S000222275 | TEMP-S000225752 | TEMP-S000222275
| FB PN | 14-100015 14-100009 | 14-100009 | 14-100015 14-100009 | 14-100009 | 14-100015 14-100009 | 14-100009 | 14-100015 14-100009 | 14-100009
| Vendor | AEI | Delta | AEI | Delta | AEI | Delta | AEI | Delta
| MPN | AEI : 700-037148-1000 | Delta : ECD68000020 | AEI : 700-037148-1000 | Delta : ECD68000020 | AEI : 700-037148-1000 | Delta : ECD68000020 | AEI : 700-037148-1000 | Delta : ECD68000020
| Quantity | 4 | 4 | 4 | 4 | 4 | 4 | 4 | 4
03- PSU (5.5 KW) | ODM PN | TEMP-S000225753 | TEMP-S000222284 | TEMP-S000225753 | TEMP-S000222284 | TEMP-S000225753 | TEMP-S000222284 | TEMP-S000225753 | TEMP-S000222284
| FB PN | 03-100049 03-100038 | 03-100038 | 03-100049 03-100038 | 03-100038 | 03-100049 03-100038 | 03-100038 | 03-100049 03-100038 | 03-100038
| Vendor | AEI | Delta | AEI | Delta | AEI | Delta | AEI | Delta
| MPN | AEI :700-037147-0000 | Delta : ECD17010021 REV.02/P2 | AEI :700-037147-0000 | Delta : ECD17010021 REV.02/P2 | AEI :700-037147-0000 | Delta : ECD17010021 REV.02/P2 | AEI :700-037147-0000 | Delta : ECD17010021 REV.02/P2
| Quantity | 24 | 24 | 24 | 24 | 24 | 24 | 24 | 24
07- ORV3 AC Whip, 1600MM | ODM PN | TEMP-S000232312 | TEMP-S000232312 | TEMP-S000232312 | TEMP-S000232312 | TEMP-S000232312 | TEMP-S000232312 | TEMP-S000232312 | TEMP-S000232312
| FB PN | 07-100775 | 07-100775 | 07-100775 | 07-100775 | 07-100775 | 07-100775 | 07-100775 | 07-100775
| Vendor | Amphenol | Amphenol | Amphenol | Amphenol | Amphenol | Amphenol | Amphenol | Amphenol
| MPN | 10178161-C7A301 | 10178161-C7A301 | 10178161-C7A301 | 10178161-C7A301 | 10178161-C7A301 | 10178161-C7A301 | 10178161-C7A301 | 10178161-C7A301
| Quantity | 4 | 4 | 4 | 4 | 4 | 4 | 4 | 4
07- ORV3 AC Whip, 3800MM | ODM PN | TEMP-S000227146 | TEMP-S000227146 | TEMP-S000227146 | TEMP-S000227146 | TEMP-S000227146 | TEMP-S000227146 | TEMP-S000227146 | TEMP-S000227146
| FB PN | 07-100609 | 07-100609 | 07-100609 | 07-100609 | 07-100609 | 07-100609 | 07-100609 | 07-100609
| Vendor | Amphenol | Amphenol | Amphenol | Amphenol | Amphenol | Amphenol | Amphenol | Amphenol
| MPN | 10178161-C7A303 | 10178161-C7A303 | 10178161-C7A303 | 10178161-C7A303 | 10178161-C7A303 | 10178161-C7A303 | 10178161-C7A303 | 10178161-C7A303
| Quantity | 4 | 4 | 4 | 4 | 4 | 4 | 4 | 4
27- VCM 44U | ODM PN | 1A72CCY00-600-G | 1A72CCY00-600-G | 1A72CCY00-600-G | 1A72CCY00-600-G | 1A72CCY00-600-G | 1A72CCY00-600-G | 1A72CCY00-600-G | 1A72CCY00-600-G
| FB PN | 27-100415 | 27-100415 | 27-100415 | 27-100415 | 27-100415 | 27-100415 | 27-100415 | 27-100415
Vendor
MPN
| Quantity | 1 | 1 | 1 | 1 | 1 | 1 | 1 | 1
27- VCM 44U-B | ODM PN | 1A72CD400-600-G | 1A72CD400-600-G | 1A72CD400-600-G | 1A72CD400-600-G | 1A72CD400-600-G | 1A72CD400-600-G | 1A72CD400-600-G | 1A72CD400-600-G
| FB PN | 27-100416 | 27-100416 | 27-100416 | 27-100416 | 27-100416 | 27-100416 | 27-100416 | 27-100416
Vendor
MPN
| Quantity | 1 | 1 | 1 | 1 | 1 | 1 | 1 | 1
27- VCM 28U | ODM PN | 1A72EFA00-600-G | 1A72EFA00-600-G | 1A72EFA00-600-G | 1A72EFA00-600-G | 1A72EFA00-600-G | 1A72EFA00-600-G | 1A72EFA00-600-G | 1A72EFA00-600-G |  | We have 28U VCM, so we need 44U VCM too?
| FB PN | TBD | TBD | TBD | TBD | TBD | TBD | TBD | TBD
| Vendor | FOXCONN/EPDV | FOXCONN/EPDV | FOXCONN/EPDV | FOXCONN/EPDV | FOXCONN/EPDV | FOXCONN/EPDV | FOXCONN/EPDV | FOXCONN/EPDV
| MPN | 1A72EFA00-600-G | 1A72EFA00-600-G | 1A72EFA00-600-G | 1A72EFA00-600-G | 1A72EFA00-600-G | 1A72EFA00-600-G | 1A72EFA00-600-G | 1A72EFA00-600-G
| Quantity | 1 | 1 | 1 | 1 | 1 | 1 | 1 | 1
54 - Network Sub-assy , Clemente, PVT, NSF | ODM PN | 1A72GK600-600-G | 1A72GK600-600-G | 1A72GK600-600-G | 1A72GK600-600-G | 1A72GK600-600-G | 1A72GK600-600-G | 1A72GK600-600-G | 1A72GK600-600-G
| FB PN | 54-100107 | 54-100107 | 54-100107 | 54-100107 | 54-100107 | 54-100107 | 54-100107 | 54-100107
| Vendor | FOXCONN/EPD2 | FOXCONN/EPD2 | FOXCONN/EPD2 | FOXCONN/EPD2 | FOXCONN/EPD2 | FOXCONN/EPD2 | FOXCONN/EPD2 | FOXCONN/EPD2
| MPN | 1A72GK600-600-G | 1A72GK600-600-G | 1A72GK600-600-G | 1A72GK600-600-G | 1A72GK600-600-G | 1A72GK600-600-G | 1A72GK600-600-G | 1A72GK600-600-G
| Quantity | 1 | 1 | 1 | 1 | 1 | 1 | 1 | 1
20 - Minipack3 ORV3 DC bundle (include PSU + power cord) | ODM PN | TEMP-S000234481 | TEMP-S000234481 | TEMP-S000234481 | TEMP-S000234481 | TEMP-S000234481 | TEMP-S000234481 | TEMP-S000234481 | TEMP-S000234481
| FB PN | 30-100062 | 30-100062 | 30-100062 | 30-100062 | 30-100062 | 30-100062 | 30-100062 | 30-100062
| Vendor | Celestica | Celestica | Celestica | Celestica | Celestica | Celestica | Celestica | Celestica
| MPN | R3214-F9013-A3 | R3214-F9013-A3 | R3214-F9013-A3 | R3214-F9013-A3 | R3214-F9013-A3 | R3214-F9013-A3 | R3214-F9013-A3 | R3214-F9013-A3
| Quantity | 1 | 1 | 1 | 1 | 1 | 1 | 1 | 1
27- MiniPack3 Outer shelf | ODM PN | TEMP-S000227194 | TEMP-S000227194 | TEMP-S000227194 | TEMP-S000227194 | TEMP-S000227194 | TEMP-S000227194 | TEMP-S000227194 | TEMP-S000227194
| FB PN | 27-100124 | 27-100124 | 27-100124 | 27-100124 | 27-100124 | 27-100124 | 27-100124 | 27-100124
| Vendor | IMG | IMG | IMG | IMG | IMG | IMG | IMG | IMG
| MPN | R4002-F0101-03 | R4002-F0101-03 | R4002-F0101-03 | R4002-F0101-03 | R4002-F0101-03 | R4002-F0101-03 | R4002-F0101-03 | R4002-F0101-03
| Quantity | 1 | 1 | 1 | 1 | 1 | 1 | 1 | 1
20- Management Switch 7010, come with tray | ODM PN | TEMP-S000222287 | TEMP-S000222287 | TEMP-S000222287 | TEMP-S000222287 | TEMP-S000222287 | TEMP-S000222287 | TEMP-S000222287 | TEMP-S000222287
| FB PN | 20-100100 | 20-100100 | 20-100100 | 20-100100 | 20-100100 | 20-100100 | 20-100100 | 20-100100
| Vendor | Arista | Arista | Arista | Arista | Arista | Arista | Arista | Arista
| MPN | FB-7010TX-48C-DC-RV3-F | FB-7010TX-48C-DC-RV3-F | FB-7010TX-48C-DC-RV3-F | FB-7010TX-48C-DC-RV3-F | FB-7010TX-48C-DC-RV3-F | FB-7010TX-48C-DC-RV3-F | FB-7010TX-48C-DC-RV3-F | FB-7010TX-48C-DC-RV3-F
| Quantity | 1 | 1 | 1 | 1 | 1 | 1 | 1 | 1
07- 800G AEC/DAC ( Compute/GPU tray to MP3 RTSW) - 1m | ODM PN | TEMP-S000235725 | TEMP-S000235670 | TEMP-S000235841 | TEMP-S000235725 | TEMP-S000235725 | TEMP-S000235670 | TEMP-S000235841 | TEMP-S000235725 | IPN is mapped to previous Amphenol MPN. Is this correct? | We will check it
| FB PN | 07-100822 | 07-100822 | 07-100822 | 07-100822 | 07-100822 | 07-100822 | 07-100822 | 07-100822
| Vendor | Credo | Molex | Amphenol | Credo | Credo | Molex | Amphenol | Credo
| MPN | Credo : CAC81X321A1B-C1-MT | Molex : 2253611217 | Amphenol : NNDGJA-F301 | Credo : CAC81X321A1B-C1-MT | Credo : CAC81X321A1B-C1-MT | Molex : 2253611217 | Amphenol : NNDGJA-F301 | Credo : CAC81X321A1B-C1-MT
| Quantity | 56 | 56 | 56 | 56 | 56 | 56 | 56 | 56
07- 800G AEC/DAC ( Compute/GPU tray to MP3 RTSW) - 1.2m | ODM PN | TEMP-S000235724 | TEMP-S000235669 | TEMP-S000235842 | TEMP-S000235724 | TEMP-S000235724 | TEMP-S000235669 | TEMP-S000235842 | TEMP-S000235724
| FB PN | 07-100821 | 07-100821 | 07-100821 | 07-100821 | 07-100821 | 07-100821 | 07-100821 | 07-100821
| Vendor | Credo | Molex | Amphenol | Credo | Credo | Molex | Amphenol | Credo
| MPN | Credo : CAC812321A1B-C1-MT | Molex : 2253611218 | Amphenol : NNDGJA-F314 | Credo : CAC812321A1B-C1-MT | Credo : CAC812321A1B-C1-MT | Molex : 2253611218 | Amphenol : NNDGJA-F314 | Credo : CAC812321A1B-C1-MT
| Quantity | 16 | 16 | 16 | 16 | 16 | 16 | 16 | 16
07- 800G OSFP to 2x400G OSFP DAC, 1.5 m | ODM PN | TEMP-S000235723 | TEMP-S000235838 | TEMP-S000230888 | TEMP-S000235723 | TEMP-S000235723 | TEMP-S000235838 | TEMP-S000230888 | TEMP-S000235723
| FB PN | 07-100711 | 07-100711 | 07-100711 | 07-100711 | 07-100711 | 07-100711 | 07-100711 | 07-100711
| Vendor | Amphenol | TE | Molex | Amphenol | Amphenol | TE | Molex | Amphenol
| MPN | Amphenol : NND1DE-F307 | TE : 1-2494894-1 | Molex : 2111776115 | Amphenol : NND1DE-F307 | Amphenol : NND1DE-F307 | TE : 1-2494894-1 | Molex : 2111776115 | Amphenol : NND1DE-F307
| Quantity | 6 | 6 | 6 | 6 | 6 | 6 | 6 | 6
07- 800G OSFP to 2x400G OSFP DAC, 1.7 m | ODM PN | TEMP-S000236285 | TEMP-S000230889 | TEMP-S000235722 | TEMP-S000236285 | TEMP-S000236285 | TEMP-S000230889 | TEMP-S000235722 | TEMP-S000236285
| FB PN | 07-100957 | 07-100957 | 07-100957 | 07-100957 | 07-100957 | 07-100957 | 07-100957 | 07-100957
| Vendor | Amphenol | TE | Molex | Amphenol | Amphenol | TE | Molex | Amphenol
| MPN | Amphenol : NND1DE-F336 | TE : 2494894-9 | Molex : 2111776117 | Amphenol : NND1DE-F336 | Amphenol : NND1DE-F336 | TE : 2494894-9 | Molex : 2111776117 | Amphenol : NND1DE-F336
| Quantity | 4 | 4 | 4 | 4 | 4 | 4 | 4 | 4
07- 800G OSFP to 2x400G OSFP DAC, 2.2 m | ODM PN | TEMP-S000236286 | TEMP-S000235840 | TEMP-S000235839 | TEMP-S000236286 | TEMP-S000236286 | TEMP-S000235840 | TEMP-S000235839 | TEMP-S000236286
| FB PN | 07-100958 | 07-100958 | 07-100958 | 07-100958 | 07-100958 | 07-100958 | 07-100958 | 07-100958
| Vendor | Amphenol | TE | Molex | Amphenol | Amphenol | TE | Molex | Amphenol
| MPN | Amphenol : NND1DM-F330 | TE : 2498990-5 | Molex : 2111776322 | Amphenol : NND1DM-F330 | Amphenol : NND1DM-F330 | TE : 2498990-5 | Molex : 2111776322 | Amphenol : NND1DM-F330
| Quantity | 8 | 8 | 8 | 8 | 8 | 8 | 8 | 8
07- 10G DAC -2500mm (SFP+ to SFP+) | ODM PN | LXP : TEMP-S000222299 Bellwether : TEMP-S000230893 | LXP : TEMP-S000222299 Bellwether : TEMP-S000230893 | LXP : TEMP-S000222299 Bellwether : TEMP-S000230893 | LXP : TEMP-S000222299 Bellwether : TEMP-S000230893 | LXP : TEMP-S000222299 Bellwether : TEMP-S000230893 | LXP : TEMP-S000222299 Bellwether : TEMP-S000230893 | LXP : TEMP-S000222299 Bellwether : TEMP-S000230893 | LXP : TEMP-S000222299 Bellwether : TEMP-S000230893 |  | add LPX、Bellwether depiction
| FB PN | 07-100679 | 07-100679 | 07-100679 | 07-100679 | 07-100679 | 07-100679 | 07-100679 | 07-100679
| Vendor | LXP/ Bellwether | LXP/ Bellwether | LXP/ Bellwether | LXP/ Bellwether | LXP/ Bellwether | LXP/ Bellwether | LXP/ Bellwether | LXP/ Bellwether
| MPN | LXP : L02SF085-SD-H Bellwether : 76697-904W | LXP : L02SF085-SD-H Bellwether : 76697-904W | LXP : L02SF085-SD-H Bellwether : 76697-904W | LXP : L02SF085-SD-H Bellwether : 76697-904W | LXP : L02SF085-SD-H Bellwether : 76697-904W | LXP : L02SF085-SD-H Bellwether : 76697-904W | LXP : L02SF085-SD-H Bellwether : 76697-904W | LXP : L02SF085-SD-H Bellwether : 76697-904W
| Quantity | 1 | 1 | 1 | 1 | 1 | 1 | 1 | 1
07- 10G DAC -2500mm (SFP+ to QSFP28) | ODM PN | LXP : TEMP-S000227577 Bellwether : TEMP-S000230894 | LXP : TEMP-S000227577 Bellwether : TEMP-S000230894 | LXP : TEMP-S000227577 Bellwether : TEMP-S000230894 | LXP : TEMP-S000227577 Bellwether : TEMP-S000230894 | LXP : TEMP-S000227577 Bellwether : TEMP-S000230894 | LXP : TEMP-S000227577 Bellwether : TEMP-S000230894 | LXP : TEMP-S000227577 Bellwether : TEMP-S000230894 | LXP : TEMP-S000227577 Bellwether : TEMP-S000230894 |  | add LPX、Bellwether depiction
| FB PN | 07-100676 | 07-100676 | 07-100676 | 07-100676 | 07-100676 | 07-100676 | 07-100676 | 07-100676
| Vendor | LXP/ Bellwether | LXP/ Bellwether | LXP/ Bellwether | LXP/ Bellwether | LXP/ Bellwether | LXP/ Bellwether | LXP/ Bellwether | LXP/ Bellwether
| MPN | LXP : L02QF025-SD-H Bellwether : 76697-903W | LXP : L02QF025-SD-H Bellwether : 76697-903W | LXP : L02QF025-SD-H Bellwether : 76697-903W | LXP : L02QF025-SD-H Bellwether : 76697-903W | LXP : L02QF025-SD-H Bellwether : 76697-903W | LXP : L02QF025-SD-H Bellwether : 76697-903W | LXP : L02QF025-SD-H Bellwether : 76697-903W | LXP : L02QF025-SD-H Bellwether : 76697-903W
| Quantity | 2 --> 1 | 2 --> 1 | 2 --> 1 | 2 --> 1 | 2 --> 1 | 2 --> 1 | 2 --> 1 | 2 --> 1 |  | This Quantity need modify?
07- 10G DAC - RESW to RASW - 2500mm | ODM PN | TBD | TBD | TBD | TBD | TBD | TBD | TBD | TBD
| FB PN | 07-100970 | 07-100970 | 07-100970 | 07-100970 | 07-100970 | 07-100970 | 07-100970 | 07-100970
| Vendor | TBD | TBD | TBD | TBD | TBD | TBD | TBD | TBD
| MPN | TBD | TBD | TBD | TBD | TBD | TBD | TBD | TBD
| Quantity | 1 | 1 | 1 | 1 | 1 | 1 | 1 | 1
07- RJ45 Cable, shield, Yellow - 300mm | ODM PN | GLE : TEMP-S000235673 Bellwether : TEMP-S000235721 | GLE : TEMP-S000235673 Bellwether : TEMP-S000235721 | GLE : TEMP-S000235673 Bellwether : TEMP-S000235721 | GLE : TEMP-S000235673 Bellwether : TEMP-S000235721 | GLE : TEMP-S000235673 Bellwether : TEMP-S000235721 | GLE : TEMP-S000235673 Bellwether : TEMP-S000235721 | GLE : TEMP-S000235673 Bellwether : TEMP-S000235721 | GLE : TEMP-S000235673 Bellwether : TEMP-S000235721 |  | add LPX、Bellwether depiction
| FB PN | 07-100959 | 07-100959 | 07-100959 | 07-100959 | 07-100959 | 07-100959 | 07-100959 | 07-100959
| Vendor | GLE/ Bellwether | GLE/ Bellwether | GLE/ Bellwether | GLE/ Bellwether | GLE/ Bellwether | GLE/ Bellwether | GLE/ Bellwether | GLE/ Bellwether
| MPN | GLE : WJE250706B Bellwether : 76183-460R | GLE : WJE250706B Bellwether : 76183-460R | GLE : WJE250706B Bellwether : 76183-460R | GLE : WJE250706B Bellwether : 76183-460R | GLE : WJE250706B Bellwether : 76183-460R | GLE : WJE250706B Bellwether : 76183-460R | GLE : WJE250706B Bellwether : 76183-460R | GLE : WJE250706B Bellwether : 76183-460R
| Quantity | 4 | 4 | 4 | 4 | 4 | 4 | 4 | 4
07- RJ45 Cable, shield, Yellow - 1000mm | ODM PN | GLE : TEMP-S000222302 Bellwether : TEMP-S000235719 | GLE : TEMP-S000222302 Bellwether : TEMP-S000235719 | GLE : TEMP-S000222302 Bellwether : TEMP-S000235719 | GLE : TEMP-S000222302 Bellwether : TEMP-S000235719 | GLE : TEMP-S000222302 Bellwether : TEMP-S000235719 | GLE : TEMP-S000222302 Bellwether : TEMP-S000235719 | GLE : TEMP-S000222302 Bellwether : TEMP-S000235719 | GLE : TEMP-S000222302 Bellwether : TEMP-S000235719 |  | add GLE、Bellwether depiction
| FB PN | 07-100353 | 07-100353 | 07-100353 | 07-100353 | 07-100353 | 07-100353 | 07-100353 | 07-100353
| Vendor | GLE/ Bellwether | GLE/ Bellwether | GLE/ Bellwether | GLE/ Bellwether | GLE/ Bellwether | GLE/ Bellwether | GLE/ Bellwether | GLE/ Bellwether
| MPN | GLE : WJE240762B Bellwether : 76183-461R | GLE : WJE240762B Bellwether : 76183-461R | GLE : WJE240762B Bellwether : 76183-461R | GLE : WJE240762B Bellwether : 76183-461R | GLE : WJE240762B Bellwether : 76183-461R | GLE : WJE240762B Bellwether : 76183-461R | GLE : WJE240762B Bellwether : 76183-461R | GLE : WJE240762B Bellwether : 76183-461R
| Quantity | 10 --> 5 | 10 --> 5 | 10 --> 5 | 10 --> 5 | 10 --> 5 | 10 --> 5 | 10 --> 5 | 10 --> 5 |  | This Quantity need modify?
07- RJ45 Cable, shield, Yellow - 1200mm | ODM PN | GLE : TEMP-S000222304 Bellwether : TEMP-S000235718 | GLE : TEMP-S000222304 Bellwether : TEMP-S000235718 | GLE : TEMP-S000222304 Bellwether : TEMP-S000235718 | GLE : TEMP-S000222304 Bellwether : TEMP-S000235718 | GLE : TEMP-S000222304 Bellwether : TEMP-S000235718 | GLE : TEMP-S000222304 Bellwether : TEMP-S000235718 | GLE : TEMP-S000222304 Bellwether : TEMP-S000235718 | GLE : TEMP-S000222304 Bellwether : TEMP-S000235718 |  | add GLE、Bellwether depiction
| FB PN | 07-100355 | 07-100355 | 07-100355 | 07-100355 | 07-100355 | 07-100355 | 07-100355 | 07-100355
| Vendor | GLE/ Bellwether | GLE/ Bellwether | GLE/ Bellwether | GLE/ Bellwether | GLE/ Bellwether | GLE/ Bellwether | GLE/ Bellwether | GLE/ Bellwether
| MPN | GLE : WJE240791B Bellwether : 76183-462R | GLE : WJE240791B Bellwether : 76183-462R | GLE : WJE240791B Bellwether : 76183-462R | GLE : WJE240791B Bellwether : 76183-462R | GLE : WJE240791B Bellwether : 76183-462R | GLE : WJE240791B Bellwether : 76183-462R | GLE : WJE240791B Bellwether : 76183-462R | GLE : WJE240791B Bellwether : 76183-462R
| Quantity | 8 --> 4 | 8 --> 4 | 8 --> 4 | 8 --> 4 | 8 --> 4 | 8 --> 4 | 8 --> 4 | 8 --> 4 |  | This Quantity need modify?
07- RJ45 Cable, shield, Yellow - 1550mm | ODM PN | GLE : TEMP-S000235674 Bellwether : TEMP-S000235720 | GLE : TEMP-S000235674 Bellwether : TEMP-S000235720 | GLE : TEMP-S000235674 Bellwether : TEMP-S000235720 | GLE : TEMP-S000235674 Bellwether : TEMP-S000235720 | GLE : TEMP-S000235674 Bellwether : TEMP-S000235720 | GLE : TEMP-S000235674 Bellwether : TEMP-S000235720 | GLE : TEMP-S000235674 Bellwether : TEMP-S000235720 | GLE : TEMP-S000235674 Bellwether : TEMP-S000235720 |  | add GLE、Bellwether depiction
| FB PN | 07-100960 | 07-100960 | 07-100960 | 07-100960 | 07-100960 | 07-100960 | 07-100960 | 07-100960
| Vendor | GLE/ Bellwether | GLE/ Bellwether | GLE/ Bellwether | GLE/ Bellwether | GLE/ Bellwether | GLE/ Bellwether | GLE/ Bellwether | GLE/ Bellwether
| MPN | GLE : WJE250716B Bellwether : 76183-463R | GLE : WJE250716B Bellwether : 76183-463R | GLE : WJE250716B Bellwether : 76183-463R | GLE : WJE250716B Bellwether : 76183-463R | GLE : WJE250716B Bellwether : 76183-463R | GLE : WJE250716B Bellwether : 76183-463R | GLE : WJE250716B Bellwether : 76183-463R | GLE : WJE250716B Bellwether : 76183-463R
| Quantity | 10 | 10 | 10 | 10 | 10 | 10 | 10 | 10
07- RJ45 Cable, shield, Yellow - 1800mm | ODM PN | GLE : TEMP-S000222323 Bellwether : TEMP-S000235715 | GLE : TEMP-S000222323 Bellwether : TEMP-S000235715 | GLE : TEMP-S000222323 Bellwether : TEMP-S000235715 | GLE : TEMP-S000222323 Bellwether : TEMP-S000235715 | GLE : TEMP-S000222323 Bellwether : TEMP-S000235715 | GLE : TEMP-S000222323 Bellwether : TEMP-S000235715 | GLE : TEMP-S000222323 Bellwether : TEMP-S000235715 | GLE : TEMP-S000222323 Bellwether : TEMP-S000235715 |  | add GLE、Bellwether depiction
| FB PN | 07-100390 | 07-100390 | 07-100390 | 07-100390 | 07-100390 | 07-100390 | 07-100390 | 07-100390
| Vendor | GLE/ Bellwether | GLE/ Bellwether | GLE/ Bellwether | GLE/ Bellwether | GLE/ Bellwether | GLE/ Bellwether | GLE/ Bellwether | GLE/ Bellwether
| MPN | GLE : WJE240797B Bellwether : 76183-464R | GLE : WJE240797B Bellwether : 76183-464R | GLE : WJE240797B Bellwether : 76183-464R | GLE : WJE240797B Bellwether : 76183-464R | GLE : WJE240797B Bellwether : 76183-464R | GLE : WJE240797B Bellwether : 76183-464R | GLE : WJE240797B Bellwether : 76183-464R | GLE : WJE240797B Bellwether : 76183-464R
| Quantity | 9 | 9 | 9 | 9 | 9 | 9 | 9 | 9
07- RJ45 Cable, shield, Yellow - 2000mm | ODM PN | GLE : TEMP-S000222325 Bellwether : TEMP-S000235714 | GLE : TEMP-S000222325 Bellwether : TEMP-S000235714 | GLE : TEMP-S000222325 Bellwether : TEMP-S000235714 | GLE : TEMP-S000222325 Bellwether : TEMP-S000235714 | GLE : TEMP-S000222325 Bellwether : TEMP-S000235714 | GLE : TEMP-S000222325 Bellwether : TEMP-S000235714 | GLE : TEMP-S000222325 Bellwether : TEMP-S000235714 | GLE : TEMP-S000222325 Bellwether : TEMP-S000235714 | IPN for Bellwether is currently mapped to old Bellwether MPN. Is this correct? | We will check it
| FB PN | 07-100392 | 07-100392 | 07-100392 | 07-100392 | 07-100392 | 07-100392 | 07-100392 | 07-100392
| Vendor | GLE/ Bellwether | GLE/ Bellwether | GLE/ Bellwether | GLE/ Bellwether | GLE/ Bellwether | GLE/ Bellwether | GLE/ Bellwether | GLE/ Bellwether
| MPN | GLE : WJE240799B Bellwether : 76183-457R Bellwether : 76183-465R | GLE : WJE240799B Bellwether : 76183-457R Bellwether : 76183-465R | GLE : WJE240799B Bellwether : 76183-457R Bellwether : 76183-465R | GLE : WJE240799B Bellwether : 76183-457R Bellwether : 76183-465R | GLE : WJE240799B Bellwether : 76183-457R Bellwether : 76183-465R | GLE : WJE240799B Bellwether : 76183-457R Bellwether : 76183-465R | GLE : WJE240799B Bellwether : 76183-457R Bellwether : 76183-465R | GLE : WJE240799B Bellwether : 76183-457R Bellwether : 76183-465R
| Quantity | 10 | 10 | 10 | 10 | 10 | 10 | 10 | 10
07- RJ45 Cable, shield, Yellow -6500mm | ODM PN | GLE : TEMP-S000236604 Bellwether : TEMP-S000236597 | GLE : TEMP-S000236604 Bellwether : TEMP-S000236597 | GLE : TEMP-S000236604 Bellwether : TEMP-S000236597 | GLE : TEMP-S000236604 Bellwether : TEMP-S000236597 | GLE : TEMP-S000236604 Bellwether : TEMP-S000236597 | GLE : TEMP-S000236604 Bellwether : TEMP-S000236597 | GLE : TEMP-S000236604 Bellwether : TEMP-S000236597 | GLE : TEMP-S000236604 Bellwether : TEMP-S000236597 | 07-100961 is for 5000mm
| FB PN | 07-100961 | 07-100961 | 07-100961 | 07-100961 | 07-100961 | 07-100961 | 07-100961 | 07-100961
| Vendor | GLE/ Bellwether | GLE/ Bellwether | GLE/ Bellwether | GLE/ Bellwether | GLE/ Bellwether | GLE/ Bellwether | GLE/ Bellwether | GLE/ Bellwether
| MPN | GLE : WJE240850B Bellwether : 76183-469R | GLE : WJE240850B Bellwether : 76183-469R | GLE : WJE240850B Bellwether : 76183-469R | GLE : WJE240850B Bellwether : 76183-469R | GLE : WJE240850B Bellwether : 76183-469R | GLE : WJE240850B Bellwether : 76183-469R | GLE : WJE240850B Bellwether : 76183-469R | GLE : WJE240850B Bellwether : 76183-469R
| Quantity | 6 | 6 | 6 | 6 | 6 | 6 | 6 | 6
07- RJ45 Cable, shield, GREEN, 600mm | ODM PN | GLE : TEMP-S000235705 Bellwether : TEMP-S000235706 | GLE : TEMP-S000235705 Bellwether : TEMP-S000235706 | GLE : TEMP-S000235705 Bellwether : TEMP-S000235706 | GLE : TEMP-S000235705 Bellwether : TEMP-S000235706 | GLE : TEMP-S000235705 Bellwether : TEMP-S000235706 | GLE : TEMP-S000235705 Bellwether : TEMP-S000235706 | GLE : TEMP-S000235705 Bellwether : TEMP-S000235706 | GLE : TEMP-S000235705 Bellwether : TEMP-S000235706
| FB PN | 07-100962 | 07-100962 | 07-100962 | 07-100962 | 07-100962 | 07-100962 | 07-100962 | 07-100962
| Vendor | GLE/ Bellwether | GLE/ Bellwether | GLE/ Bellwether | GLE/ Bellwether | GLE/ Bellwether | GLE/ Bellwether | GLE/ Bellwether | GLE/ Bellwether
| MPN | GLE : WJE250718B Bellwether : 76183-470R | GLE : WJE250718B Bellwether : 76183-470R | GLE : WJE250718B Bellwether : 76183-470R | GLE : WJE250718B Bellwether : 76183-470R | GLE : WJE250718B Bellwether : 76183-470R | GLE : WJE250718B Bellwether : 76183-470R | GLE : WJE250718B Bellwether : 76183-470R | GLE : WJE250718B Bellwether : 76183-470R
| Quantity | 2 | 2 | 2 | 2 | 2 | 2 | 2 | 2
07- RJ45 Cable, no shield - NVSW_CP to Management Switch - 1000mm | ODM PN | TBD | TBD | TBD | TBD | TBD | TBD | TBD | TBD
| FB PN | 07-100971 | 07-100971 | 07-100971 | 07-100971 | 07-100971 | 07-100971 | 07-100971 | 07-100971
| Vendor | TBD | TBD | TBD | TBD | TBD | TBD | TBD | TBD
| MPN | TBD | TBD | TBD | TBD | TBD | TBD | TBD | TBD
| Quantity | 5 | 5 | 5 | 5 | 5 | 5 | 5 | 5
07- RJ45 Cable, no shield - NVSW_CP to Management Switch - 1200mm | ODM PN | TBD | TBD | TBD | TBD | TBD | TBD | TBD | TBD
| FB PN | 07-100972 | 07-100972 | 07-100972 | 07-100972 | 07-100972 | 07-100972 | 07-100972 | 07-100972
| Vendor | TBD | TBD | TBD | TBD | TBD | TBD | TBD | TBD
| MPN | TBD | TBD | TBD | TBD | TBD | TBD | TBD | TBD
| Quantity | 4 | 4 | 4 | 4 | 4 | 4 | 4 | 4
07- RJ45 Cable, shield, GREEN, 1300mm | ODM PN | GLE : TEMP-S000235707 Bellwether : TEMP-S000235708 | GLE : TEMP-S000235707 Bellwether : TEMP-S000235708 | GLE : TEMP-S000235707 Bellwether : TEMP-S000235708 | GLE : TEMP-S000235707 Bellwether : TEMP-S000235708 | GLE : TEMP-S000235707 Bellwether : TEMP-S000235708 | GLE : TEMP-S000235707 Bellwether : TEMP-S000235708 | GLE : TEMP-S000235707 Bellwether : TEMP-S000235708 | GLE : TEMP-S000235707 Bellwether : TEMP-S000235708
| FB PN | 07-100963 | 07-100963 | 07-100963 | 07-100963 | 07-100963 | 07-100963 | 07-100963 | 07-100963
| Vendor | GLE/ Bellwether | GLE/ Bellwether | GLE/ Bellwether | GLE/ Bellwether | GLE/ Bellwether | GLE/ Bellwether | GLE/ Bellwether | GLE/ Bellwether
| MPN | GLE : WJE250719B Bellwether : 76183-471R | GLE : WJE250719B Bellwether : 76183-471R | GLE : WJE250719B Bellwether : 76183-471R | GLE : WJE250719B Bellwether : 76183-471R | GLE : WJE250719B Bellwether : 76183-471R | GLE : WJE250719B Bellwether : 76183-471R | GLE : WJE250719B Bellwether : 76183-471R | GLE : WJE250719B Bellwether : 76183-471R
| Quantity | 2 | 2 | 2 | 2 | 2 | 2 | 2 | 2
07- RJ45 Cable, shield, GREEN, 1800mm | ODM PN | GLE : TEMP-S000235717 Bellwether : TEMP-S000236708 | GLE : TEMP-S000235717 Bellwether : TEMP-S000236708 | GLE : TEMP-S000235717 Bellwether : TEMP-S000236708 | GLE : TEMP-S000235717 Bellwether : TEMP-S000236708 | GLE : TEMP-S000235717 Bellwether : TEMP-S000236708 | GLE : TEMP-S000235717 Bellwether : TEMP-S000236708 | GLE : TEMP-S000235717 Bellwether : TEMP-S000236708 | GLE : TEMP-S000235717 Bellwether : TEMP-S000236708
| FB PN | 07-100964 | 07-100964 | 07-100964 | 07-100964 | 07-100964 | 07-100964 | 07-100964 | 07-100964
| Vendor | GLE/ Bellwether | GLE/ Bellwether | GLE/ Bellwether | GLE/ Bellwether | GLE/ Bellwether | GLE/ Bellwether | GLE/ Bellwether | GLE/ Bellwether
| MPN | GLE : WJE250720B Bellwether : 76183-464R | GLE : WJE250720B Bellwether : 76183-464R | GLE : WJE250720B Bellwether : 76183-464R | GLE : WJE250720B Bellwether : 76183-464R | GLE : WJE250720B Bellwether : 76183-464R | GLE : WJE250720B Bellwether : 76183-464R | GLE : WJE250720B Bellwether : 76183-464R | GLE : WJE250720B Bellwether : 76183-464R
| Quantity | 6 | 6 | 6 | 6 | 6 | 6 | 6 | 6
07- RJ45 Cable, shield, GREEN, 2000mm | ODM PN | GLE : TEMP-S000235713 Bellwether : TEMP-S000236677 | GLE : TEMP-S000235713 Bellwether : TEMP-S000236677 | GLE : TEMP-S000235713 Bellwether : TEMP-S000236677 | GLE : TEMP-S000235713 Bellwether : TEMP-S000236677 | GLE : TEMP-S000235713 Bellwether : TEMP-S000236677 | GLE : TEMP-S000235713 Bellwether : TEMP-S000236677 | GLE : TEMP-S000235713 Bellwether : TEMP-S000236677 | GLE : TEMP-S000235713 Bellwether : TEMP-S000236677
| FB PN | 07-100965 | 07-100965 | 07-100965 | 07-100965 | 07-100965 | 07-100965 | 07-100965 | 07-100965
| Vendor | GLE/ Bellwether | GLE/ Bellwether | GLE/ Bellwether | GLE/ Bellwether | GLE/ Bellwether | GLE/ Bellwether | GLE/ Bellwether | GLE/ Bellwether
| MPN | GLE : WJE250704B Bellwether : 76183-475R | GLE : WJE250704B Bellwether : 76183-475R | GLE : WJE250704B Bellwether : 76183-475R | GLE : WJE250704B Bellwether : 76183-475R | GLE : WJE250704B Bellwether : 76183-475R | GLE : WJE250704B Bellwether : 76183-475R | GLE : WJE250704B Bellwether : 76183-475R | GLE : WJE250704B Bellwether : 76183-475R
| Quantity | 6 | 6 | 6 | 6 | 6 | 6 | 6 | 6
07- RJ45 Cable, shield, GREEN, 2100mm | ODM PN | GLE : TEMP-S000235711 Bellwether : TEMP-S000235712 | GLE : TEMP-S000235711 Bellwether : TEMP-S000235712 | GLE : TEMP-S000235711 Bellwether : TEMP-S000235712 | GLE : TEMP-S000235711 Bellwether : TEMP-S000235712 | GLE : TEMP-S000235711 Bellwether : TEMP-S000235712 | GLE : TEMP-S000235711 Bellwether : TEMP-S000235712 | GLE : TEMP-S000235711 Bellwether : TEMP-S000235712 | GLE : TEMP-S000235711 Bellwether : TEMP-S000235712
| FB PN | 07-100966 | 07-100966 | 07-100966 | 07-100966 | 07-100966 | 07-100966 | 07-100966 | 07-100966
| Vendor | GLE/ Bellwether | GLE/ Bellwether | GLE/ Bellwether | GLE/ Bellwether | GLE/ Bellwether | GLE/ Bellwether | GLE/ Bellwether | GLE/ Bellwether
| MPN | GLE : WJE250721B Bellwether : 76183-476R | GLE : WJE250721B Bellwether : 76183-476R | GLE : WJE250721B Bellwether : 76183-476R | GLE : WJE250721B Bellwether : 76183-476R | GLE : WJE250721B Bellwether : 76183-476R | GLE : WJE250721B Bellwether : 76183-476R | GLE : WJE250721B Bellwether : 76183-476R | GLE : WJE250721B Bellwether : 76183-476R
| Quantity | 6 | 6 | 6 | 6 | 6 | 6 | 6 | 6
07- RJ45 Cable, shield, GREEN, 2800mm | ODM PN | GLE : TEMP-S000235710 Bellwether : TEMP-S000235709 | GLE : TEMP-S000235710 Bellwether : TEMP-S000235709 | GLE : TEMP-S000235710 Bellwether : TEMP-S000235709 | GLE : TEMP-S000235710 Bellwether : TEMP-S000235709 | GLE : TEMP-S000235710 Bellwether : TEMP-S000235709 | GLE : TEMP-S000235710 Bellwether : TEMP-S000235709 | GLE : TEMP-S000235710 Bellwether : TEMP-S000235709 | GLE : TEMP-S000235710 Bellwether : TEMP-S000235709
| FB PN | 07-100967 | 07-100967 | 07-100967 | 07-100967 | 07-100967 | 07-100967 | 07-100967 | 07-100967
| Vendor | GLE/ Bellwether | GLE/ Bellwether | GLE/ Bellwether | GLE/ Bellwether | GLE/ Bellwether | GLE/ Bellwether | GLE/ Bellwether | GLE/ Bellwether
| MPN | GLE : WJE250722B Bellwether : 76183-477R | GLE : WJE250722B Bellwether : 76183-477R | GLE : WJE250722B Bellwether : 76183-477R | GLE : WJE250722B Bellwether : 76183-477R | GLE : WJE250722B Bellwether : 76183-477R | GLE : WJE250722B Bellwether : 76183-477R | GLE : WJE250722B Bellwether : 76183-477R | GLE : WJE250722B Bellwether : 76183-477R
| Quantity | 2 | 2 | 2 | 2 | 2 | 2 | 2 | 2
07- Leakage sensor RJ45 cable - 5600mm | ODM PN | TEMP-S000222267 TEMP-S000230369 TEMP-S000231548 TEMP-S000232704 | TEMP-S000222267 TEMP-S000230369 TEMP-S000231548 TEMP-S000232704 | TEMP-S000222267 TEMP-S000230369 TEMP-S000231548 TEMP-S000232704 | TEMP-S000222267 TEMP-S000230369 TEMP-S000231548 TEMP-S000232704 | TEMP-S000222267 TEMP-S000230369 TEMP-S000231548 TEMP-S000232704 | TEMP-S000222267 TEMP-S000230369 TEMP-S000231548 TEMP-S000232704 | TEMP-S000222267 TEMP-S000230369 TEMP-S000231548 TEMP-S000232704 | TEMP-S000222267 TEMP-S000230369 TEMP-S000231548 TEMP-S000232704 | Not required per PQE
| FB PN | 07-100524 | 07-100524 | 07-100524 | 07-100524 | 07-100524 | 07-100524 | 07-100524 | 07-100524
| Vendor | Amphenol/ JPC/ Molex | Amphenol/ JPC/ Molex | Amphenol/ JPC/ Molex | Amphenol/ JPC/ Molex | Amphenol/ JPC/ Molex | Amphenol/ JPC/ Molex | Amphenol/ JPC/ Molex | Amphenol/ JPC/ Molex
| MPN | Amphenpl : HWHHW-AA08 Amphenpl : HWHHW-BF76 JPC : PCB012701444-1 Molex : 686031212 | Amphenpl : HWHHW-AA08 Amphenpl : HWHHW-BF76 JPC : PCB012701444-1 Molex : 686031212 | Amphenpl : HWHHW-AA08 Amphenpl : HWHHW-BF76 JPC : PCB012701444-1 Molex : 686031212 | Amphenpl : HWHHW-AA08 Amphenpl : HWHHW-BF76 JPC : PCB012701444-1 Molex : 686031212 | Amphenpl : HWHHW-AA08 Amphenpl : HWHHW-BF76 JPC : PCB012701444-1 Molex : 686031212 | Amphenpl : HWHHW-AA08 Amphenpl : HWHHW-BF76 JPC : PCB012701444-1 Molex : 686031212 | Amphenpl : HWHHW-AA08 Amphenpl : HWHHW-BF76 JPC : PCB012701444-1 Molex : 686031212 | Amphenpl : HWHHW-AA08 Amphenpl : HWHHW-BF76 JPC : PCB012701444-1 Molex : 686031212
| Quantity | 1 | 1 | 1 | 1 | 1 | 1 | 1 | 1
07- Hot RMF leakage sensor cable - 5500mm | ODM PN | TEMP-S000230781 TEMP-S000231549 TEMP-S000232705 | TEMP-S000230781 TEMP-S000231549 TEMP-S000232705 | TEMP-S000230781 TEMP-S000231549 TEMP-S000232705 | TEMP-S000230781 TEMP-S000231549 TEMP-S000232705 | TEMP-S000230781 TEMP-S000231549 TEMP-S000232705 | TEMP-S000230781 TEMP-S000231549 TEMP-S000232705 | TEMP-S000230781 TEMP-S000231549 TEMP-S000232705 | TEMP-S000230781 TEMP-S000231549 TEMP-S000232705
| FB PN | 07-100968 | 07-100968 | 07-100968 | 07-100968 | 07-100968 | 07-100968 | 07-100968 | 07-100968
| Vendor | Amphenol/ JPC/ Molex | Amphenol/ JPC/ Molex | Amphenol/ JPC/ Molex | Amphenol/ JPC/ Molex | Amphenol/ JPC/ Molex | Amphenol/ JPC/ Molex | Amphenol/ JPC/ Molex | Amphenol/ JPC/ Molex
| MPN | Amphenpl : HWHHW-AW42 JPC : PCB012701444-3 Molex : 686031211 | Amphenpl : HWHHW-AW42 JPC : PCB012701444-3 Molex : 686031211 | Amphenpl : HWHHW-AW42 JPC : PCB012701444-3 Molex : 686031211 | Amphenpl : HWHHW-AW42 JPC : PCB012701444-3 Molex : 686031211 | Amphenpl : HWHHW-AW42 JPC : PCB012701444-3 Molex : 686031211 | Amphenpl : HWHHW-AW42 JPC : PCB012701444-3 Molex : 686031211 | Amphenpl : HWHHW-AW42 JPC : PCB012701444-3 Molex : 686031211 | Amphenpl : HWHHW-AW42 JPC : PCB012701444-3 Molex : 686031211
| Quantity | 2 --> 3 | 2 --> 3 | 2 --> 3 | 2 --> 3 | 2 --> 3 | 2 --> 3 | 2 --> 3 | 2 --> 3 |  | Update this item from DVT Build Matrix & BOM
07- Cold RMF leakage sensor cable - 6500mm | ODM PN | TEMP-S000230782 TEMP-S000231550 TEMP-S000232706 | TEMP-S000230782 TEMP-S000231550 TEMP-S000232706 | TEMP-S000230782 TEMP-S000231550 TEMP-S000232706 | TEMP-S000230782 TEMP-S000231550 TEMP-S000232706 | TEMP-S000230782 TEMP-S000231550 TEMP-S000232706 | TEMP-S000230782 TEMP-S000231550 TEMP-S000232706 | TEMP-S000230782 TEMP-S000231550 TEMP-S000232706 | TEMP-S000230782 TEMP-S000231550 TEMP-S000232706
| FB PN | 07-100969 | 07-100969 | 07-100969 | 07-100969 | 07-100969 | 07-100969 | 07-100969 | 07-100969
| Vendor | Amphenol/ JPC/ Molex | Amphenol/ JPC/ Molex | Amphenol/ JPC/ Molex | Amphenol/ JPC/ Molex | Amphenol/ JPC/ Molex | Amphenol/ JPC/ Molex | Amphenol/ JPC/ Molex | Amphenol/ JPC/ Molex
| MPN | Amphenpl : HWHHW-AW41 JPC : PCB012701444-2 Molex : 686031210 | Amphenpl : HWHHW-AW41 JPC : PCB012701444-2 Molex : 686031210 | Amphenpl : HWHHW-AW41 JPC : PCB012701444-2 Molex : 686031210 | Amphenpl : HWHHW-AW41 JPC : PCB012701444-2 Molex : 686031210 | Amphenpl : HWHHW-AW41 JPC : PCB012701444-2 Molex : 686031210 | Amphenpl : HWHHW-AW41 JPC : PCB012701444-2 Molex : 686031210 | Amphenpl : HWHHW-AW41 JPC : PCB012701444-2 Molex : 686031210 | Amphenpl : HWHHW-AW41 JPC : PCB012701444-2 Molex : 686031210
| Quantity | 1 | 1 | 1 | 1 | 1 | 1 | 1 | 1
23- 2x200G FR4 LC Fiber Cable - 2500mm | ODM PN
| FB PN | 23-005694 | 23-005694 | 23-005694 | 23-005694 | 23-005694 | 23-005694 | 23-005694 | 23-005694
Vendor
MPN
| Quantity | 2 | 2 | 2 | 2 | 2 | 2 | 2 | 2
24- Optics Transceiver | ODM PN
| FB PN | 24-000815 | 24-000815 | 24-000815 | 24-000815 | 24-000815 | 24-000815 | 24-000815 | 24-000815
Vendor
MPN
| Quantity | 2 | 2 | 2 | 2 | 2 | 2 | 2 | 2
Termination plug, 120 ohm | ODM PN | TEMP-S000227590 | TEMP-S000227590 | TEMP-S000227590 | TEMP-S000227590 | TEMP-S000227590 | TEMP-S000227590 | TEMP-S000227590 | TEMP-S000227590
| FB PN | 27-100417 | 27-100417 | 27-100417 | 27-100417 | 27-100417 | 27-100417 | 27-100417 | 27-100417
| Vendor | Amphenol | Amphenol | Amphenol | Amphenol | Amphenol | Amphenol | Amphenol | Amphenol
| MPN | RJP-1MF-0002-HF | RJP-1MF-0002-HF | RJP-1MF-0002-HF | RJP-1MF-0002-HF | RJP-1MF-0002-HF | RJP-1MF-0002-HF | RJP-1MF-0002-HF | RJP-1MF-0002-HF
| Quantity | 1 | 1 | 1 | 1 | 1 | 1 | 1 | 1
1OU Pizza Box | ODM PN | TEMP-S000223211 | TEMP-S000223211 | TEMP-S000223211 | TEMP-S000223211 | TEMP-S000223211 | TEMP-S000223211 | TEMP-S000223211 | TEMP-S000223211
| FB PN | 05-000676 | 05-000676 | 05-000676 | 05-000676 | 05-000676 | 05-000676 | 05-000676 | 05-000676
| Vendor | Blue Rose Packaging | Blue Rose Packaging | Blue Rose Packaging | Blue Rose Packaging | Blue Rose Packaging | Blue Rose Packaging | Blue Rose Packaging | Blue Rose Packaging
| MPN | BRP-61425.ARB | BRP-61425.ARB | BRP-61425.ARB | BRP-61425.ARB | BRP-61425.ARB | BRP-61425.ARB | BRP-61425.ARB | BRP-61425.ARB
| Quantity | 1 | 1 | 1 | 1 | 1 | 1 | 1 | 1
2OU Pizza Box | ODM PN | TEMP-S000223212 | TEMP-S000223212 | TEMP-S000223212 | TEMP-S000223212 | TEMP-S000223212 | TEMP-S000223212 | TEMP-S000223212 | TEMP-S000223212
| FB PN | 05-000677 | 05-000677 | 05-000677 | 05-000677 | 05-000677 | 05-000677 | 05-000677 | 05-000677
| Vendor | Blue Rose Packaging | Blue Rose Packaging | Blue Rose Packaging | Blue Rose Packaging | Blue Rose Packaging | Blue Rose Packaging | Blue Rose Packaging | Blue Rose Packaging
| MPN | BRP-63320.ARB | BRP-63320.ARB | BRP-63320.ARB | BRP-63320.ARB | BRP-63320.ARB | BRP-63320.ARB | BRP-63320.ARB | BRP-63320.ARB
| Quantity | 3 | 3 | 3 | 3 | 3 | 3 | 3 | 3
GB300 - Crated Version Packaging (For IGS EPD2) | ODM PN | TEMP-S000239945 | TEMP-S000239945 | TEMP-S000239945 | TEMP-S000239945 | TEMP-S000239945 | TEMP-S000239945 | TEMP-S000239945 | TEMP-S000239945 |  | Use either Crated version or Crate-less version
| FB PN | TBD | TBD | TBD | TBD | TBD | TBD | TBD | TBD
| Vendor | Transpak | Transpak | Transpak | Transpak | Transpak | Transpak | Transpak | Transpak
| MPN | 373-0916 | 373-0916 | 373-0916 | 373-0916 | 373-0916 | 373-0916 | 373-0916 | 373-0916
| Quantity | 1 | 1 | 1 | 1 | 1 | 1 | 1 | 1
GB300 - Crate-less Packaging(For GDL) | ODM PN | TEMP-S000239946 | TEMP-S000239946 | TEMP-S000239946 | TEMP-S000239946 | TEMP-S000239946 | TEMP-S000239946 | TEMP-S000239946 | TEMP-S000239946 |  | Use either Crated version or Crate-less version
| FB PN | TBD | TBD | TBD | TBD | TBD | TBD | TBD | TBD
| Vendor | Transpak | Transpak | Transpak | Transpak | Transpak | Transpak | Transpak | Transpak
| MPN | 373-0915 | 373-0915 | 373-0915 | 373-0915 | 373-0915 | 373-0915 | 373-0915 | 373-0915
| Quantity | 1 | 1 | 1 | 1 | 1 | 1 | 1 | 1
GB300 - Support tower left | ODM PN | TBD | TBD | TBD | TBD | TBD | TBD | TBD | TBD
| FB PN | TBD | TBD | TBD | TBD | TBD | TBD | TBD | TBD
| Vendor | Transpak | Transpak | Transpak | Transpak | Transpak | Transpak | Transpak | Transpak
| MPN | 370-0402 | 370-0402 | 370-0402 | 370-0402 | 370-0402 | 370-0402 | 370-0402 | 370-0402
| Quantity | 2 | 2 | 2 | 2 | 2 | 2 | 2 | 2
GB300 - Support tower right | ODM PN | TBD | TBD | TBD | TBD | TBD | TBD | TBD | TBD
| FB PN | TBD | TBD | TBD | TBD | TBD | TBD | TBD | TBD
| Vendor | Transpak | Transpak | Transpak | Transpak | Transpak | Transpak | Transpak | Transpak
| MPN | 370-0403 | 370-0403 | 370-0403 | 370-0403 | 370-0403 | 370-0403 | 370-0403 | 370-0403
| Quantity | 2 | 2 | 2 | 2 | 2 | 2 | 2 | 2
Remark | Update
TBD
Delete